## Templates
Unnamed: 0 | Unnamed: 1 | Unnamed: 2
VFD IO TEMPLATE |  | FIO IO Template
I0 |  | IO00
I1 |  | IO01
I2 |  | IO02
I3 |  | IO03
IO0 |  | IO04
IO1 |  | IO05
SI0 |  | IO06
SI1 |  | IO07
SI2 |  | IO08
SI3 |  | IO09
SO0 |  | IO10
IO11
IO12
IO13
IO14
IO15
IO16

## Devices
Unnamed: 0 | Unnamed: 1 | Unnamed: 2 | Unnamed: 3 | Unnamed: 4 | Unnamed: 5 | Unnamed: 6 | Which MCM we assign? | MCM01
PS1_1_BCN1_R
PS1_1_BCN2_R
PS1_1_DISC
PS1_1_EPC1
PS1_1_EPC1_2
PS1_1_EPC2
PS1_1_EPC2_2
PS1_1_S1_PB
PS1_1_S1_PB_LT
PS1_1_S2_PB
PS1_1_S2_PB_LT
PS1_1_VFD1
PS1_2_DISC
PS1_2_TPE1
PS1_2_TPE2
PS1_2_VFD1
PS1_3_DISC
PS1_3_VFD1
PS1_4_DISC
PS1_4_TPE1
PS1_4_TPE2
PS1_4_VFD1
PS1_5_BCN1_R
PS1_5_BCN2_R
PS1_5_DISC
PS1_5_EPC1
PS1_5_EPC1_2
PS1_5_EPC2
PS1_5_EPC2_2
PS1_5_S1_PB
PS1_5_S1_PB_LT
PS1_5_S2_PB
PS1_5_S2_PB_LT
PS1_5_TPE1
PS1_5_VFD1
PS2_1_BCN1_R
PS2_1_BCN2_R
PS2_1_DISC
PS2_1_EP2
PS2_1_EPC1
PS2_1_EPC1_2
PS2_1_S1_PB
PS2_1_S1_PB_LT
PS2_1_S2_PB
PS2_1_S2_PB_LT
PS2_1_VFD1
PS2_2_DISC
PS2_2_TPE1
PS2_2_TPE2
PS2_2_VFD1
PS2_3_BCN1_A
PS2_3_DISC
PS2_3_JR1_PB
PS2_3_JR1_PB_LT
PS2_3_TPE2
PS2_3_VFD1
PS2_4_DISC
PS2_4_VFD1
PS2_5_DISC
PS2_5_TPE1
PS2_5_TPE2
PS2_5_VFD1
PS2_6_BCN1_R
PS2_6_BCN2_R
PS2_6_DISC
PS2_6_EPC1
PS2_6_EPC1_2
PS2_6_EPC2
PS2_6_EPC2_2
PS2_6_S1_PB
PS2_6_S1_PB_LT
PS2_6_S2_PB
PS2_6_S2_PB_LT
PS2_6_TPE1
PS2_6_VFD1
PS3_1_BCN1_R
PS3_1_BCN2_A
PS3_1_BCN2_R
PS3_1_DISC
PS3_1_EPC1
PS3_1_EPC1_2
PS3_1_EPC2
PS3_1_EPC2_2
PS3_1_S1_PB
PS3_1_S1_PB_LT
PS3_1_S2_PB
PS3_1_S2_PB_LT
PS3_1_TPE1
PS3_1_VFD1
PS3_10_DISC
PS3_10_TPE1
PS3_10_VFD1
PS3_11_DISC
PS3_11_VFD1
PS3_12_BCN1_R
PS3_12_BCN2_A
PS3_12_BCN2_R
PS3_12_DISC
PS3_12_EPC1
PS3_12_EPC1_2
PS3_12_EPC2
PS3_12_EPC2_2
PS3_12_S1_PB
PS3_12_S1_PB_LT
PS3_12_S2_PB
PS3_12_S2_PB_LT
PS3_12_TPE1
PS3_12_TPE2
PS3_12_VFD1
PS3_2_DISC
PS3_2_TPE1
PS3_2_VFD1
PS3_3_BCN1_A
PS3_3_DISC
PS3_3_JR1_PB
PS3_3_JR1_PB_LT
PS3_3_TPE2
PS3_3_VFD1
PS3_4_DISC
PS3_4_VFD1
PS3_5_DISC
PS3_5_TPE1
PS3_5_TPE2
PS3_5_VFD1
PS3_6_DISC
PS3_6_TPE1
PS3_6_VFD1
PS3_7_BCN1_A
PS3_7_DISC
PS3_7_JR1_PB
PS3_7_JR1_PB_LT
PS3_7_TPE1
PS3_7_VFD1
PS3_8_DISC
PS3_8_VFD1
PS3_9_DISC
PS3_9_TPE1
PS3_9_TPE2
PS3_9_VFD1
PS4_1_BCN1_R
PS4_1_BCN2_R
PS4_1_DISC
PS4_1_EPC1
PS4_1_EPC1_2
PS4_1_EPC2
PS4_1_EPC2_2
PS4_1_S1_PB
PS4_1_S1_PB_LT
PS4_1_S2_PB
PS4_1_S2_PB_LT
PS4_1_VFD1
PS4_10_DISC
PS4_10_TPE1
PS4_10_TPE2
PS4_10_VFD1
PS4_11_DISC
PS4_11_TPE1
PS4_11_VFD1
PS4_12_DISC
PS4_12_TPE1
PS4_12_VFD1
PS4_13_BCN1_A
PS4_13_DISC
PS4_13_JR1_PB
PS4_13_JR1_PB_LT
PS4_13_VFD1
PS4_14_BCN1_A
PS4_14_BCN1_R
PS4_14_BCN2_R
PS4_14_DISC
PS4_14_EPC1
PS4_14_EPC1_2
PS4_14_EPC2
PS4_14_EPC2_2
PS4_14_S1_PB
PS4_14_S1_PB_LT
PS4_14_S2_PB
PS4_14_S2_PB_LT
PS4_14_TPE1
PS4_14_VFD1
PS4_2_BCN1_A
PS4_2_DISC
PS4_2_JR1_PB
PS4_2_JR1_PB_LT
PS4_2_TPE1
PS4_2_TPE2
PS4_2_VFD1
PS4_3_DISC
PS4_3_VFD1
PS4_4_DISC
PS4_4_TPE1
PS4_4_TPE2
PS4_4_VFD1
PS4_5_DISC
PS4_5_TPE1
PS4_5_VFD1
PS4_6_DISC
PS4_6_TPE1
PS4_6_VFD1
PS4_7_DISC
PS4_7_TPE1
PS4_7_VFD1
PS4_8_BCN1_A
PS4_8_DISC
PS4_8_JR1_PB
PS4_8_JR1_PB_LT
PS4_8_TPE1
PS4_8_VFD1
PS4_9_DISC
PS4_9_VFD1
UL1_10A_DISC
UL1_10A_VFD1
UL1_10B_DISC
UL1_10B_VFD1
UL1_11_DISC
UL1_11_TPE1
UL1_11_TPE2
UL1_11_VFD1
UL1_12_DISC
UL1_12_TPE1
UL1_12_VFD1
UL1_13_DISC
UL1_13_VFD1
UL1_3_BCN1_R
UL1_3_BCN2_R
UL1_3_DISC
UL1_3_DPE2
UL1_3_ENC1
UL1_3_EPC1
UL1_3_EPC1_2
UL1_3_EPC2
UL1_3_EPC2_2
UL1_3_FIO1
UL1_3_LPE1
UL1_3_S1_PB
UL1_3_S1_PB_LT
UL1_3_S2_PB
UL1_3_S2_PB_LT
UL1_3_TPE1
UL1_3_TPE2
UL1_3_VFD1
UL1_4_BCN1_R
UL1_4_DISC
UL1_4_ENC1
UL1_4_EPC1
UL1_4_EPC1_2
UL1_4_EPC2
UL1_4_EPC2_2
UL1_4_S1_PB
UL1_4_S1_PB_LT
UL1_4_S2_PB
UL1_4_S2_PB_LT
UL1_4_TPE1
UL1_4_VFD1
UL1_5_BCN2_R
UL1_5_DISC
UL1_5_ENC1
UL1_5_TPE1
UL1_5_VFD1
UL1_6_DISC
UL1_6_ENC1
UL1_6_TPE1
UL1_6_VFD1
UL1_7_DISC
UL1_7_ENC1
UL1_7_TPE1
UL1_7_VFD1
UL1_8_DISC
UL1_8_ENC1
UL1_8_TPE1
UL1_8_VFD1
UL1_9_BCN1_R
UL1_9_BCN2_R
UL1_9_DISC
UL1_9_ENC1
UL1_9_EPC1
UL1_9_EPC1_2
UL1_9_EPC2
UL1_9_EPC2_2
UL1_9_JR1_PB
UL1_9_JR1_PB_LT
UL1_9_JR2_PB
UL1_9_JR2_PB_LT
UL1_9_S1_PB
UL1_9_S1_PB_LT
UL1_9_S2_PB
UL1_9_S2_PB_LT
UL1_9_TPE1
UL1_9_TPE2
UL1_9_TPE3
UL1_9_TPE4
UL1_9_TPE5
UL1_9_VFD1
UL1_BCN1_A
UL10_1_BCN1_R
UL10_1_BCN2_R
UL10_1_DISC
UL10_1_EPC1
UL10_1_EPC1_2
UL10_1_EPC2
UL10_1_EPC2_2
UL10_1_SS1_SPB
UL10_1_SS1_STPB
UL10_1_SS1_STPB_LT
UL10_1_TPE1
UL10_1_VFD1
UL10_10_DISC
UL10_10_VFD1
UL10_2_DISC
UL10_2_FIO1
UL10_2_LPE1
UL10_2_LPE2
UL10_2_TPE1
UL10_2_TPE2
UL10_2_VFD1
UL10_3_BCN1_R
UL10_3_BCN2_R
UL10_3_DISC
UL10_3_EPC1
UL10_3_EPC1_2
UL10_3_EPC2
UL10_3_EPC2_2
UL10_3_S1_PB
UL10_3_S1_PB_LT
UL10_3_S2_PB
UL10_3_S2_PB_LT
UL10_3_TPE1
UL10_3_VFD1
UL10_4_DISC
UL10_4_ENC1
UL10_4_TPE1
UL10_4_VFD1
UL10_5_DISC
UL10_5_ENC1
UL10_5_TPE1
UL10_5_VFD1
UL10_6_DISC
UL10_6_ENC1
UL10_6_TPE1
UL10_6_VFD1
UL10_7_DISC
UL10_7_ENC1
UL10_7_TPE1
UL10_7_VFD1
UL10_8_DISC
UL10_8_ENC1
UL10_8_VFD1
UL10_9_DISC
UL10_9_ENC1
UL10_9_TPE1
UL10_9_TPE2
UL10_9_VFD1
UL11_1_EPC1
UL11_1_EPC1_2
UL11_1_EPC2
UL11_1_EPC2_2
UL11_10_BCN1_R
UL11_10_DISC
UL11_10_ENC1
UL11_10_EPC1
UL11_10_EPC1_2
UL11_10_S1_PB
UL11_10_S1_PB_LT
UL11_10_TPE1
UL11_10_TPE2
UL11_10_VFD1
UL11_11A_DISC
UL11_11A_VFD1
UL11_11B_DISC
UL11_11B_VFD1
UL11_12_DISC
UL11_12_ENC1
UL11_12_TPE1
UL11_12_TPE2
UL11_12_VFD1
UL11_13_DISC
UL11_13_ENC1
UL11_13_TPE1
UL11_13_VFD1
UL11_14_DISC
UL11_14_TPE1
UL11_14_VFD1
UL11_3_BCN1_R
UL11_3_BCN2_R
UL11_3_DISC
UL11_3_ENC1
UL11_3_FIO1
UL11_3_LPE1
UL11_3_LPE2
UL11_3_S1_PB
UL11_3_S1_PB_LT
UL11_3_S2_PB
UL11_3_S2_PB_LT
UL11_3_TPE1
UL11_3_TPE2
UL11_3_VFD1
UL11_4_BCN1_R
UL11_4_BCN2_R
UL11_4_DISC
UL11_4_EPC1
UL11_4_EPC1_2
UL11_4_EPC2
UL11_4_EPC2_2
UL11_4_S1_PB
UL11_4_S1_PB_LT
UL11_4_S2_PB
UL11_4_S2_PB_LT
UL11_4_TPE1
UL11_4_VFD1
UL11_5_DISC
UL11_5_ENC1
UL11_5_TPE1
UL11_5_VFD1
UL11_6_DISC
UL11_6_ENC1
UL11_6_TPE1
UL11_6_VFD1
UL11_7_DISC
UL11_7_ENC1
UL11_7_TPE1
UL11_7_VFD1
UL11_8_DISC
UL11_8_ENC1
UL11_8_TPE1
UL11_8_VFD1
UL11_9_BCN1_A
UL11_9_BCN1_R
UL11_9_DISC
UL11_9_ENC1
UL11_9_EPC1
UL11_9_EPC1_2
UL11_9_JR1_PB
UL11_9_JR1_PB_LT
UL11_9_S1_PB
UL11_9_S1_PB_LT
UL11_9_TPE1
UL11_9_TPE2
UL11_9_TPE3
UL11_9_VFD1
UL12_10_DISC
UL12_10_VFD1
UL12_3_BCN1_R
UL12_3_BCN2_R
UL12_3_DISC
UL12_3_ENC1
UL12_3_EPC1
UL12_3_EPC1_2
UL12_3_EPC2
UL12_3_EPC2_2
UL12_3_FIO1
UL12_3_LPE1
UL12_3_LPE2
UL12_3_S1_PB
UL12_3_S1_PB_LT
UL12_3_S2_PB
UL12_3_S2_PB_LT
UL12_3_TPE1
UL12_3_TPE2
UL12_3_VFD1
UL12_4_BCN1_R
UL12_4_BCN2_R
UL12_4_DISC
UL12_4_ENC1
UL12_4_EPC1
UL12_4_EPC1_2
UL12_4_EPC2
UL12_4_EPC2_2
UL12_4_S1_PB
UL12_4_S1_PB_LT
UL12_4_S2_PB
UL12_4_S2_PB_LT
UL12_4_TPE1
UL12_4_VFD1
UL12_5_DISC
UL12_5_ENC1
UL12_5_VFD1
UL12_6_DISC
UL12_6_ENC1
UL12_6_TPE1
UL12_6_TPE2
UL12_6_VFD1
UL12_7_DISC
UL12_7_ENC1
UL12_7_TPE1
UL12_7_VFD1
UL12_8_DISC
UL12_8_ENC1
UL12_8_TPE1
UL12_8_VFD1
UL12_9_DISC
UL12_9_ENC1
UL12_9_TPE1
UL12_9_VFD1
UL2_10_DISC
UL2_10_VFD1
UL2_3_BCN1_R
UL2_3_BCN2_R
UL2_3_DISC
UL2_3_ENC1
UL2_3_EPC1
UL2_3_EPC1_2
UL2_3_EPC2
UL2_3_EPC2_2
UL2_3_FIO1
UL2_3_LPE1
UL2_3_LPE2
UL2_3_S1_PB
UL2_3_S1_PB_LT
UL2_3_S2_PB
UL2_3_S2_PB_LT
UL2_3_TPE1
UL2_3_TPE2
UL2_3_VFD1
UL2_4_BCN1_R
UL2_4_BCN2_R
UL2_4_DISC
UL2_4_ENC1
UL2_4_EPC1
UL2_4_EPC1_2
UL2_4_EPC2
UL2_4_EPC2_2
UL2_4_S1_PB
UL2_4_S1_PB_LT
UL2_4_S2_PB
UL2_4_S2_PB_LT
UL2_4_TPE1
UL2_4_VFD1
UL2_5_DISC
UL2_5_ENC1
UL2_5_VFD1
UL2_6_DISC
UL2_6_ENC1
UL2_6_TPE1
UL2_6_TPE2
UL2_6_VFD1
UL2_7_DISC
UL2_7_ENC1
UL2_7_TPE1
UL2_7_VFD1
UL2_8_DISC
UL2_8_ENC1
UL2_8_TPE1
UL2_8_VFD1
UL2_9_DISC
UL2_9_ENC1
UL2_9_TPE1
UL2_9_VFD1
UL3_1_BCN1_R
UL3_1_BCN2_R
UL3_1_DISC
UL3_1_EPC1
UL3_1_EPC1_2
UL3_1_EPC2
UL3_1_EPC2_2
UL3_1_SS1_SPB
UL3_1_SS1_STPB
UL3_1_SS1_STPB_LT
UL3_1_TPE1
UL3_1_VFD1
UL3_2_BCN1_R
UL3_2_BCN2_R
UL3_2_DISC
UL3_2_ENC1
UL3_2_EPC1
UL3_2_EPC1_2
UL3_2_EPC2
UL3_2_EPC2_2
UL3_2_FIO1
UL3_2_LPE1
UL3_2_LPE2
UL3_2_S1_PB
UL3_2_S1_PB_LT
UL3_2_S2_PB
UL3_2_S2_PB_LT
UL3_2_TPE1
UL3_2_TPE2
UL3_2_VFD1
UL3_3_DISC
UL3_3_ENC1
UL3_3_VFD1
UL3_4_DISC
UL3_4_ENC1
UL3_4_TPE1
UL3_4_TPE2
UL3_4_VFD1
UL3_5_DISC
UL3_5_ENC1
UL3_5_TPE1
UL3_5_VFD1
UL3_6_DISC
UL3_6_ENC1
UL3_6_TPE1
UL3_6_VFD1
UL3_7_DISC
UL3_7_ENC1
UL3_7_TPE1
UL3_7_VFD1
UL3_8_DISC
UL3_8_ENC1
UL3_8_TPE1
UL3_8_VFD1
UL3_9_DISC
UL3_9_VFD1
UL4_10A_DISC
UL4_10A_VFD1
UL4_10B_DISC
UL4_10B_VFD1
UL4_11_DISC
UL4_11_TPE1
UL4_11_TPE2
UL4_11_VFD1
UL4_12_DISC
UL4_12_TPE1
UL4_12_VFD1
UL4_13_DISC
UL4_13_VFD1
UL4_3_BCN1_R
UL4_3_BCN2_R
UL4_3_DISC
UL4_3_ENC1
UL4_3_EPC1
UL4_3_EPC1_2
UL4_3_EPC2
UL4_3_EPC2_2
UL4_3_FIO1
UL4_3_LPE1
UL4_3_LPE2
UL4_3_S1_PB
UL4_3_S1_PB_LT
UL4_3_S2_PB
UL4_3_S2_PB_LT
UL4_3_TPE1
UL4_3_TPE2
UL4_3_VFD1
UL4_4_BCN1_R
UL4_4_BCN2_R
UL4_4_DISC
UL4_4_ENC1
UL4_4_EPC1
UL4_4_EPC1_2
UL4_4_EPC2
UL4_4_EPC2_2
UL4_4_S1_PB
UL4_4_S1_PB_LT
UL4_4_S2_PB
UL4_4_S2_PB_LT
UL4_4_TPE1
UL4_4_VFD1
UL4_5_DISC
UL4_5_ENC1
UL4_5_TPE1
UL4_5_VFD1
UL4_6_DISC
UL4_6_ENC1
UL4_6_TPE1
UL4_6_VFD1
UL4_7_DISC
UL4_7_ENC1
UL4_7_TPE1
UL4_7_VFD1
UL4_8_DISC
UL4_8_ENC1
UL4_8_TPE1
UL4_8_VFD1
UL4_9_BCN1_A
UL4_9_BCN1_R
UL4_9_BCN2_R
UL4_9_DISC
UL4_9_EPC1
UL4_9_EPC1_2
UL4_9_EPC2
UL4_9_EPC2_2
UL4_9_JR1_PB
UL4_9_JR1_PB_LT
UL4_9_JR2_PB
UL4_9_JR2_PB_LT
UL4_9_S1_PB
UL4_9_S1_PB_LT
UL4_9_S2_PB
UL4_9_S2_PB_LT
UL4_9_TPE1
UL4_9_TPE2
UL4_9_TPE3
UL4_9_TPE4
UL4_9_TPE5
UL4_9_VFD1
UL5_10_DISC
UL5_10_VFD1
UL5_3_BCN1_R
UL5_3_BCN2_R
UL5_3_DISC
UL5_3_ENC1
UL5_3_EPC1
UL5_3_EPC1_2
UL5_3_EPC2
UL5_3_EPC2_2
UL5_3_FIO1
UL5_3_LPE1
UL5_3_LPE2
UL5_3_S1_PB
UL5_3_S1_PB_LT
UL5_3_S2_PB
UL5_3_S2_PB_LT
UL5_3_TPE1
UL5_3_TPE2
UL5_3_VFD1
UL5_4_BCN1_R
UL5_4_BCN2_R
UL5_4_DISC
UL5_4_ENC1
UL5_4_EPC1
UL5_4_EPC1_2
UL5_4_EPC2
UL5_4_EPC2_2
UL5_4_S1_PB
UL5_4_S1_PB_LT
UL5_4_S2_PB
UL5_4_S2_PB_LT
UL5_4_TPE1
UL5_4_VFD1
UL5_5_DISC
UL5_5_ENC1
UL5_5_VFD1
UL5_6_DISC
UL5_6_ENC1
UL5_6_TPE1
UL5_6_TPE2
UL5_6_VFD1
UL5_7_DISC
UL5_7_ENC1
UL5_7_TPE1
UL5_7_VFD1
UL5_8_DISC
UL5_8_ENC1
UL5_8_TPE1
UL5_8_VFD1
UL5_9_DISC
UL5_9_ENC1
UL5_9_TPE1
UL5_9_VFD1
UL6_1_BCN1_R
UL6_1_BCN2_R
UL6_1_DISC
UL6_1_EPC1
UL6_1_EPC1_2
UL6_1_EPC2
UL6_1_EPC2_2
UL6_1_SS1_SPB
UL6_1_SS1_STPB
UL6_1_SS1_STPB_LT
UL6_1_TPE1
UL6_1_VFD1
UL6_2_BCN1_R
UL6_2_BCN2_R
UL6_2_DISC
UL6_2_ENC1
UL6_2_EPC1
UL6_2_EPC1_2
UL6_2_EPC2
UL6_2_EPC2_2
UL6_2_FIO1
UL6_2_LPE1
UL6_2_LPE2
UL6_2_S1_PB
UL6_2_S1_PB_LT
UL6_2_S2_PB
UL6_2_S2_PB_LT
UL6_2_TPE1
UL6_2_TPE2
UL6_2_VFD1
UL6_3_DISC
UL6_3_ENC1
UL6_3_VFD1
UL6_4_DISC
UL6_4_ENC1
UL6_4_TPE1
UL6_4_TPE2
UL6_4_VFD1
UL6_5_DISC
UL6_5_ENC1
UL6_5_TPE1
UL6_5_VFD1
UL6_6_DISC
UL6_6_ENC1
UL6_6_TPE1
UL6_6_VFD1
UL6_7_DISC
UL6_7_ENC1
UL6_7_TPE1
UL6_7_VFD1
UL6_8_DISC
UL6_8_ENC1
UL6_8_TPE1
UL6_8_VFD1
UL6_9_DISC
UL6_9_VFD1
UL7_1_EPC1
UL7_1_EPC1_2
UL7_1_EPC2
UL7_1_EPC2_2
UL7_10A_DISC
UL7_10A_VFD1
UL7_10B_DISC
UL7_10B_VFD1
UL7_11_DISC
UL7_11_TPE1
UL7_11_TPE2
UL7_11_VFD1
UL7_12_DISC
UL7_12_TPE1
UL7_12_VFD1
UL7_13_DISC
UL7_13_VFD1
UL7_3_BCN1_R
UL7_3_BCN2_R
UL7_3_DISC
UL7_3_ENC1
UL7_3_FIO1
UL7_3_LPE1
UL7_3_LPE2
UL7_3_S1_PB
UL7_3_S1_PB_LT
UL7_3_S2_PB
UL7_3_S2_PB_LT
UL7_3_TPE1
UL7_3_TPE2
UL7_3_VFD1
UL7_4_BCN1_R
UL7_4_BCN2_R
UL7_4_DISC
UL7_4_ENC1
UL7_4_EPC1
UL7_4_EPC1_2
UL7_4_EPC2
UL7_4_EPC2_2
UL7_4_S1_PB
UL7_4_S1_PB_LT
UL7_4_S2_PB
UL7_4_S2_PB_LT
UL7_4_TPE1
UL7_4_VFD1
UL7_5_DISC
UL7_5_ENC1
UL7_5_TPE1
UL7_5_VFD1
UL7_6_DISC
UL7_6_ENC1
UL7_6_TPE1
UL7_6_VFD1
UL7_7_DISC
UL7_7_ENC1
UL7_7_TPE1
UL7_7_VFD1
UL7_8_DISC
UL7_8_ENC1
UL7_8_TPE1
UL7_8_VFD1
UL7_9_BCN1_A
UL7_9_BCN1_R
UL7_9_BCN2_R
UL7_9_DISC
UL7_9_EPC1
UL7_9_EPC1_2
UL7_9_EPC2
UL7_9_EPC2_2
UL7_9_JR1_PB
UL7_9_JR1_PB_LT
UL7_9_JR2_PB
UL7_9_JR2_PB_LT
UL7_9_S1_PB
UL7_9_S1_PB_LT
UL7_9_S2_PB
UL7_9_S2_PB_LT
UL7_9_TPE1
UL7_9_TPE2
UL7_9_TPE4
UL7_9_TPE5
UL7_9_VFD1
UL8_1_BCN1_R
UL8_1_BCN2_R
UL8_1_DISC
UL8_1_EPC1
UL8_1_EPC1_2
UL8_1_EPC2
UL8_1_EPC2_2
UL8_1_SS1_SPB
UL8_1_SS1_STPB
UL8_1_SS1_STPB_LT
UL8_1_TPE1
UL8_1_VFD1
UL8_2_DISC
UL8_2_FIO1
UL8_2_LPE1
UL8_2_LPE2
UL8_2_TPE1
UL8_2_TPE2
UL8_2_VFD1
UL8_3_BCN1_R
UL8_3_BCN2_R
UL8_3_DISC
UL8_3_ENC1
UL8_3_EPC1
UL8_3_EPC1_2
UL8_3_EPC2
UL8_3_EPC2_2
UL8_3_S1_PB
UL8_3_S1_PB_LT
UL8_3_S2_PB
UL8_3_S2_PB_LT
UL8_3_TPE1
UL8_3_VFD1
UL8_4_DISC
UL8_4_ENC1
UL8_4_VFD1
UL8_5_DISC
UL8_5_ENC1
UL8_5_TPE1
UL8_5_TPE2
UL8_5_VFD1
UL8_6_DISC
UL8_6_ENC1
UL8_6_TPE1
UL8_6_VFD1
UL8_7_DISC
UL8_7_ENC1
UL8_7_TPE1
UL8_7_VFD1
UL8_8_DISC
UL8_8_ENC1
UL8_8_TPE1
UL8_8_VFD1
UL8_9_DISC
UL8_9_VFD1
UL9_1_EPC1
UL9_1_EPC1_2
UL9_1_EPC2
UL9_1_EPC2_2
UL9_10_DISC
UL9_10_ENC1
UL9_10_TPE1
UL9_10_VFD1
UL9_11_DISC
UL9_11_VFD1
UL9_3_BCN1_R
UL9_3_BCN2_R
UL9_3_DISC
UL9_3_ENC1
UL9_3_FIO1
UL9_3_LPE1
UL9_3_LPE2
UL9_3_S1_PB
UL9_3_S1_PB_LT
UL9_3_S2_PB
UL9_3_S2_PB_LT
UL9_3_TPE1
UL9_3_TPE2
UL9_3_VFD1
UL9_4_BCN1_R
UL9_4_BCN2_R
UL9_4_DISC
UL9_4_ENC1
UL9_4_EPC1
UL9_4_EPC1_2
UL9_4_EPC2
UL9_4_EPC2_2
UL9_4_S1_PB
UL9_4_S1_PB_LT
UL9_4_S2_PB
UL9_4_S2_PB_LT
UL9_4_TPE1
UL9_4_VFD1
UL9_5_DISC
UL9_5_ENC1
UL9_5_VFD1
UL9_6_DISC
UL9_6_ENC1
UL9_6_TPE1
UL9_6_TPE2
UL9_6_VFD1
UL9_7_DISC
UL9_7_ENC1
UL9_7_TPE1
UL9_7_VFD1
UL9_8_DISC
UL9_8_ENC1
UL9_8_TPE1
UL9_8_VFD1
UL9_9_DISC
UL9_9_ENC1
UL9_9_TPE1
UL9_9_VFD1

## Instructions
Unnamed: 0 | Unnamed: 1
1 | Put all device tags to cell A2
2 | In cell I1 write MCM number
3 | Click on "Add Disconnects" button.
4 | Replace all _VFD1_DISC with _DISC. Without this point it will generate IO points for _VFD1_DISC device
5 | Click on "Split SS station". This will split all _SS to SS_STPB, SS_SPB and SS_STPB_LT
6 | Click on "Split start PB". This will split all _S and _JR to _S_PB, _S_PB_LT, JR_PB and JR_PB_LT
7 | Click on "Duplicate EPC Tag". This will add duplicate for all EPC and add _2 to copy
8 | Click on "Create Assignment table template". This will add new sheet with name "IO Assignment MCM01 and fill with VFD and FIO names and their adresses
9 | Click on "Assign Devices to VFD". This will add device tags to correspond VFD IO. Works for Disc, TPE, JPE, EPC, ENC
10 | All Unassigned Pushbuttons and lights fill manually and all devices, that couldn't filled to VFD also will be here.

## IO Assignment MCM01
Controller name | Signal type | Address name | Assigned device | Unassigned Device | Unnamed: 5 | Unnamed: 6 | Unnamed: 7 | Unnamed: 8 | Unnamed: 9 | MCM01_DESC_V2
PS1_01_VFD1 | I0 | PS1_01_VFD1_I0 | PS1_1_VFD1_DISC
PS1_01_VFD1 | I1 | PS1_01_VFD1_I1
PS1_01_VFD1 | I2 | PS1_01_VFD1_I2
PS1_01_VFD1 | I3 | PS1_01_VFD1_I3
PS1_01_VFD1 | IO0 | PS1_01_VFD1_IO0 | PS1_1_S1_PB
PS1_01_VFD1 | IO1 | PS1_01_VFD1_IO1 | PS1_1_S1_PB_LT
PS1_01_VFD1 | SI0 | PS1_01_VFD1_SI0 | PS1_1_EPC1
PS1_01_VFD1 | SI1 | PS1_01_VFD1_SI1 | PS1_1_EPC1_2
PS1_01_VFD1 | SI2 | PS1_01_VFD1_SI2 | PS1_1_EPC2
PS1_01_VFD1 | SI3 | PS1_01_VFD1_SI3 | PS1_1_EPC2_2
PS1_01_VFD1 | SO0 | PS1_01_VFD1_SO0
PS1_02_VFD1 | I0 | PS1_02_VFD1_I0 | PS1_2_VFD1_DISC
PS1_02_VFD1 | I1 | PS1_02_VFD1_I1
PS1_02_VFD1 | I2 | PS1_02_VFD1_I2 | PS1_2_TPE1
PS1_02_VFD1 | I3 | PS1_02_VFD1_I3 | PS1_2_TPE2
PS1_02_VFD1 | IO0 | PS1_02_VFD1_IO0 | PS1_1_BCN2_R
PS1_02_VFD1 | IO1 | PS1_02_VFD1_IO1 | PS1_1_BCN2_H
PS1_02_VFD1 | SI0 | PS1_02_VFD1_SI0
PS1_02_VFD1 | SI1 | PS1_02_VFD1_SI1
PS1_02_VFD1 | SI2 | PS1_02_VFD1_SI2
PS1_02_VFD1 | SI3 | PS1_02_VFD1_SI3
PS1_02_VFD1 | SO0 | PS1_02_VFD1_SO0 | PS1_1_BCN1_R
PS1_03_VFD1 | I0 | PS1_03_VFD1_I0 | PS1_3_VFD1_DISC
PS1_03_VFD1 | I1 | PS1_03_VFD1_I1
PS1_03_VFD1 | I2 | PS1_03_VFD1_I2
PS1_03_VFD1 | I3 | PS1_03_VFD1_I3
PS1_03_VFD1 | IO0 | PS1_03_VFD1_IO0 | PS1_1_S2_PB
PS1_03_VFD1 | IO1 | PS1_03_VFD1_IO1 | PS1_1_S2_PB_LT
PS1_03_VFD1 | SI0 | PS1_03_VFD1_SI0
PS1_03_VFD1 | SI1 | PS1_03_VFD1_SI1
PS1_03_VFD1 | SI2 | PS1_03_VFD1_SI2
PS1_03_VFD1 | SI3 | PS1_03_VFD1_SI3
PS1_03_VFD1 | SO0 | PS1_03_VFD1_SO0
PS1_04_VFD1 | I0 | PS1_04_VFD1_I0 | PS1_4_VFD1_DISC
PS1_04_VFD1 | I1 | PS1_04_VFD1_I1
PS1_04_VFD1 | I2 | PS1_04_VFD1_I2 | PS1_4_TPE1
PS1_04_VFD1 | I3 | PS1_04_VFD1_I3 | PS1_4_TPE2
PS1_04_VFD1 | IO0 | PS1_04_VFD1_IO0 | PS1_5_S1_PB
PS1_04_VFD1 | IO1 | PS1_04_VFD1_IO1 | PS1_5_S1_PB_LT
PS1_04_VFD1 | SI0 | PS1_04_VFD1_SI0
PS1_04_VFD1 | SI1 | PS1_04_VFD1_SI1
PS1_04_VFD1 | SI2 | PS1_04_VFD1_SI2
PS1_04_VFD1 | SI3 | PS1_04_VFD1_SI3
PS1_04_VFD1 | SO0 | PS1_04_VFD1_SO0 | PS1_5_BCN2_R
PS1_05_VFD1 | I0 | PS1_05_VFD1_I0 | PS1_5_VFD1_DISC
PS1_05_VFD1 | I1 | PS1_05_VFD1_I1
PS1_05_VFD1 | I2 | PS1_05_VFD1_I2 | PS1_5_TPE1
PS1_05_VFD1 | I3 | PS1_05_VFD1_I3
PS1_05_VFD1 | IO0 | PS1_05_VFD1_IO0 | PS1_5_S2_PB
PS1_05_VFD1 | IO1 | PS1_05_VFD1_IO1 | PS1_5_S2_PB_LT
PS1_05_VFD1 | SI0 | PS1_05_VFD1_SI0 | PS1_5_EPC1
PS1_05_VFD1 | SI1 | PS1_05_VFD1_SI1 | PS1_5_EPC1_2
PS1_05_VFD1 | SI2 | PS1_05_VFD1_SI2 | PS1_5_EPC2
PS1_05_VFD1 | SI3 | PS1_05_VFD1_SI3 | PS1_5_EPC2_2
PS1_05_VFD1 | SO0 | PS1_05_VFD1_SO0 | PS1_5_BCN1_R
PS2_01_VFD1 | I0 | PS2_01_VFD1_I0 | PS2_1_VFD1_DISC
PS2_01_VFD1 | I1 | PS2_01_VFD1_I1
PS2_01_VFD1 | I2 | PS2_01_VFD1_I2
PS2_01_VFD1 | I3 | PS2_01_VFD1_I3
PS2_01_VFD1 | IO0 | PS2_01_VFD1_IO0 | PS2_1_S1_PB
PS2_01_VFD1 | IO1 | PS2_01_VFD1_IO1 | PS2_1_S1_PB_LT
PS2_01_VFD1 | SI0 | PS2_01_VFD1_SI0 | PS2_1_EPC1
PS2_01_VFD1 | SI1 | PS2_01_VFD1_SI1 | PS2_1_EPC1_2
PS2_01_VFD1 | SI2 | PS2_01_VFD1_SI2 | PS2_1_EPC2
PS2_01_VFD1 | SI3 | PS2_01_VFD1_SI3 | PS2_1_EPC2_2
PS2_01_VFD1 | SO0 | PS2_01_VFD1_SO0
PS2_02_VFD1 | I0 | PS2_02_VFD1_I0 | PS2_2_VFD1_DISC
PS2_02_VFD1 | I1 | PS2_02_VFD1_I1
PS2_02_VFD1 | I2 | PS2_02_VFD1_I2 | PS2_2_TPE1
PS2_02_VFD1 | I3 | PS2_02_VFD1_I3 | PS2_2_TPE2
PS2_02_VFD1 | IO0 | PS2_02_VFD1_IO0 | PS2_1_BCN1_R
PS2_02_VFD1 | IO1 | PS2_02_VFD1_IO1 | PS2_1_BCN2_R
PS2_02_VFD1 | SI0 | PS2_02_VFD1_SI0
PS2_02_VFD1 | SI1 | PS2_02_VFD1_SI1
PS2_02_VFD1 | SI2 | PS2_02_VFD1_SI2
PS2_02_VFD1 | SI3 | PS2_02_VFD1_SI3
PS2_02_VFD1 | SO0 | PS2_02_VFD1_SO0
PS2_03_VFD1 | I0 | PS2_03_VFD1_I0 | PS2_3_VFD1_DISC
PS2_03_VFD1 | I1 | PS2_03_VFD1_I1
PS2_03_VFD1 | I2 | PS2_03_VFD1_I2 | PS2_3_TPE2
PS2_03_VFD1 | I3 | PS2_03_VFD1_I3
PS2_03_VFD1 | IO0 | PS2_03_VFD1_IO0 | PS2_1_S2_PB
PS2_03_VFD1 | IO1 | PS2_03_VFD1_IO1 | PS2_1_S2_PB_LT
PS2_03_VFD1 | SI0 | PS2_03_VFD1_SI0
PS2_03_VFD1 | SI1 | PS2_03_VFD1_SI1
PS2_03_VFD1 | SI2 | PS2_03_VFD1_SI2
PS2_03_VFD1 | SI3 | PS2_03_VFD1_SI3
PS2_03_VFD1 | SO0 | PS2_03_VFD1_SO0 | PS2_3_BCN1_A
PS2_04_VFD1 | I0 | PS2_04_VFD1_I0 | PS2_4_VFD1_DISC
PS2_04_VFD1 | I1 | PS2_04_VFD1_I1
PS2_04_VFD1 | I2 | PS2_04_VFD1_I2
PS2_04_VFD1 | I3 | PS2_04_VFD1_I3
PS2_04_VFD1 | IO0 | PS2_04_VFD1_IO0 | PS2_3_JR1_PB
PS2_04_VFD1 | IO1 | PS2_04_VFD1_IO1 | PS2_3_JR1_PB_LT
PS2_04_VFD1 | SI0 | PS2_04_VFD1_SI0
PS2_04_VFD1 | SI1 | PS2_04_VFD1_SI1
PS2_04_VFD1 | SI2 | PS2_04_VFD1_SI2
PS2_04_VFD1 | SI3 | PS2_04_VFD1_SI3
PS2_04_VFD1 | SO0 | PS2_04_VFD1_SO0
PS2_05_VFD1 | I0 | PS2_05_VFD1_I0 | PS2_5_VFD1_DISC
PS2_05_VFD1 | I1 | PS2_05_VFD1_I1
PS2_05_VFD1 | I2 | PS2_05_VFD1_I2 | PS2_5_TPE1
PS2_05_VFD1 | I3 | PS2_05_VFD1_I3 | PS2_5_TPE2
PS2_05_VFD1 | IO0 | PS2_05_VFD1_IO0 | PS2_6_S2_PB
PS2_05_VFD1 | IO1 | PS2_05_VFD1_IO1 | PS2_6_S2_PB_LT
PS2_05_VFD1 | SI0 | PS2_05_VFD1_SI0
PS2_05_VFD1 | SI1 | PS2_05_VFD1_SI1
PS2_05_VFD1 | SI2 | PS2_05_VFD1_SI2
PS2_05_VFD1 | SI3 | PS2_05_VFD1_SI3
PS2_05_VFD1 | SO0 | PS2_05_VFD1_SO0 | PS2_6_BCN2_R
PS2_06_VFD1 | I0 | PS2_06_VFD1_I0 | PS2_6_VFD1_DISC
PS2_06_VFD1 | I1 | PS2_06_VFD1_I1
PS2_06_VFD1 | I2 | PS2_06_VFD1_I2 | PS2_6_TPE1
PS2_06_VFD1 | I3 | PS2_06_VFD1_I3
PS2_06_VFD1 | IO0 | PS2_06_VFD1_IO0 | PS2_6_S1_PB
PS2_06_VFD1 | IO1 | PS2_06_VFD1_IO1 | PS2_6_S1_PB_LT
PS2_06_VFD1 | SI0 | PS2_06_VFD1_SI0 | PS2_6_EPC1
PS2_06_VFD1 | SI1 | PS2_06_VFD1_SI1 | PS2_6_EPC1_2
PS2_06_VFD1 | SI2 | PS2_06_VFD1_SI2 | PS2_6_EPC2
PS2_06_VFD1 | SI3 | PS2_06_VFD1_SI3 | PS2_6_EPC2_2
PS2_06_VFD1 | SO0 | PS2_06_VFD1_SO0 | PS2_6_BCN1_R
PS3_01_VFD1 | I0 | PS3_01_VFD1_I0 | PS3_1_VFD1_DISC
PS3_01_VFD1 | I1 | PS3_01_VFD1_I1
PS3_01_VFD1 | I2 | PS3_01_VFD1_I2 | PS3_1_TPE1
PS3_01_VFD1 | I3 | PS3_01_VFD1_I3
PS3_01_VFD1 | IO0 | PS3_01_VFD1_IO0 | PS3_1_BCN2_A
PS3_01_VFD1 | IO1 | PS3_01_VFD1_IO1 | PS3_1_BCN2_R
PS3_01_VFD1 | SI0 | PS3_01_VFD1_SI0 | PS3_1_EPC1
PS3_01_VFD1 | SI1 | PS3_01_VFD1_SI1 | PS3_1_EPC1_2
PS3_01_VFD1 | SI2 | PS3_01_VFD1_SI2 | PS3_1_EPC2
PS3_01_VFD1 | SI3 | PS3_01_VFD1_SI3 | PS3_1_EPC2_2
PS3_01_VFD1 | SO0 | PS3_01_VFD1_SO0 | PS3_1_BCN1_R
PS3_02_VFD1 | I0 | PS3_02_VFD1_I0 | PS3_2_VFD1_DISC
PS3_02_VFD1 | I1 | PS3_02_VFD1_I1
PS3_02_VFD1 | I2 | PS3_02_VFD1_I2 | PS3_2_TPE1
PS3_02_VFD1 | I3 | PS3_02_VFD1_I3
PS3_02_VFD1 | IO0 | PS3_02_VFD1_IO0 | PS3_1_S1_PB
PS3_02_VFD1 | IO1 | PS3_02_VFD1_IO1 | PS3_1_S1_PB_LT
PS3_02_VFD1 | SI0 | PS3_02_VFD1_SI0
PS3_02_VFD1 | SI1 | PS3_02_VFD1_SI1
PS3_02_VFD1 | SI2 | PS3_02_VFD1_SI2
PS3_02_VFD1 | SI3 | PS3_02_VFD1_SI3
PS3_02_VFD1 | SO0 | PS3_02_VFD1_SO0
PS3_03_VFD1 | I0 | PS3_03_VFD1_I0 | PS3_3_VFD1_DISC
PS3_03_VFD1 | I1 | PS3_03_VFD1_I1
PS3_03_VFD1 | I2 | PS3_03_VFD1_I2 | PS3_3_TPE2
PS3_03_VFD1 | I3 | PS3_03_VFD1_I3
PS3_03_VFD1 | IO0 | PS3_03_VFD1_IO0 | PS3_1_S2_PB
PS3_03_VFD1 | IO1 | PS3_03_VFD1_IO1 | PS3_1_S2_PB_LT
PS3_03_VFD1 | SI0 | PS3_03_VFD1_SI0
PS3_03_VFD1 | SI1 | PS3_03_VFD1_SI1
PS3_03_VFD1 | SI2 | PS3_03_VFD1_SI2
PS3_03_VFD1 | SI3 | PS3_03_VFD1_SI3
PS3_03_VFD1 | SO0 | PS3_03_VFD1_SO0 | PS3_3_BCN1_A
PS3_04_VFD1 | I0 | PS3_04_VFD1_I0 | PS3_4_VFD1_DISC
PS3_04_VFD1 | I1 | PS3_04_VFD1_I1
PS3_04_VFD1 | I2 | PS3_04_VFD1_I2
PS3_04_VFD1 | I3 | PS3_04_VFD1_I3
PS3_04_VFD1 | IO0 | PS3_04_VFD1_IO0 | PS3_3_JR1_PB
PS3_04_VFD1 | IO1 | PS3_04_VFD1_IO1 | PS3_3_JR1_PB_LT
PS3_04_VFD1 | SI0 | PS3_04_VFD1_SI0
PS3_04_VFD1 | SI1 | PS3_04_VFD1_SI1
PS3_04_VFD1 | SI2 | PS3_04_VFD1_SI2
PS3_04_VFD1 | SI3 | PS3_04_VFD1_SI3
PS3_04_VFD1 | SO0 | PS3_04_VFD1_SO0
PS3_05_VFD1 | I0 | PS3_05_VFD1_I0 | PS3_5_VFD1_DISC
PS3_05_VFD1 | I1 | PS3_05_VFD1_I1
PS3_05_VFD1 | I2 | PS3_05_VFD1_I2 | PS3_5_TPE1
PS3_05_VFD1 | I3 | PS3_05_VFD1_I3 | PS3_5_TPE2
PS3_05_VFD1 | IO0 | PS3_05_VFD1_IO0
PS3_05_VFD1 | IO1 | PS3_05_VFD1_IO1
PS3_05_VFD1 | SI0 | PS3_05_VFD1_SI0
PS3_05_VFD1 | SI1 | PS3_05_VFD1_SI1
PS3_05_VFD1 | SI2 | PS3_05_VFD1_SI2
PS3_05_VFD1 | SI3 | PS3_05_VFD1_SI3
PS3_05_VFD1 | SO0 | PS3_05_VFD1_SO0
PS3_06_VFD1 | I0 | PS3_06_VFD1_I0 | PS3_6_VFD1_DISC
PS3_06_VFD1 | I1 | PS3_06_VFD1_I1
PS3_06_VFD1 | I2 | PS3_06_VFD1_I2 | PS3_6_TPE1
PS3_06_VFD1 | I3 | PS3_06_VFD1_I3
PS3_06_VFD1 | IO0 | PS3_06_VFD1_IO0
PS3_06_VFD1 | IO1 | PS3_06_VFD1_IO1
PS3_06_VFD1 | SI0 | PS3_06_VFD1_SI0
PS3_06_VFD1 | SI1 | PS3_06_VFD1_SI1
PS3_06_VFD1 | SI2 | PS3_06_VFD1_SI2
PS3_06_VFD1 | SI3 | PS3_06_VFD1_SI3
PS3_06_VFD1 | SO0 | PS3_06_VFD1_SO0
PS3_07_VFD1 | I0 | PS3_07_VFD1_I0 | PS3_7_VFD1_DISC
PS3_07_VFD1 | I1 | PS3_07_VFD1_I1
PS3_07_VFD1 | I2 | PS3_07_VFD1_I2 | PS3_7_TPE1
PS3_07_VFD1 | I3 | PS3_07_VFD1_I3
PS3_07_VFD1 | IO0 | PS3_07_VFD1_IO0 | PS3_7_JR1_PB
PS3_07_VFD1 | IO1 | PS3_07_VFD1_IO1 | PS3_7_JR1_PB_LT
PS3_07_VFD1 | SI0 | PS3_07_VFD1_SI0
PS3_07_VFD1 | SI1 | PS3_07_VFD1_SI1
PS3_07_VFD1 | SI2 | PS3_07_VFD1_SI2
PS3_07_VFD1 | SI3 | PS3_07_VFD1_SI3
PS3_07_VFD1 | SO0 | PS3_07_VFD1_SO0 | PS3_7_BCN1_A
PS3_08_VFD1 | I0 | PS3_08_VFD1_I0 | PS3_8_VFD1_DISC
PS3_08_VFD1 | I1 | PS3_08_VFD1_I1
PS3_08_VFD1 | I2 | PS3_08_VFD1_I2
PS3_08_VFD1 | I3 | PS3_08_VFD1_I3
PS3_08_VFD1 | IO0 | PS3_08_VFD1_IO0
PS3_08_VFD1 | IO1 | PS3_08_VFD1_IO1
PS3_08_VFD1 | SI0 | PS3_08_VFD1_SI0
PS3_08_VFD1 | SI1 | PS3_08_VFD1_SI1
PS3_08_VFD1 | SI2 | PS3_08_VFD1_SI2
PS3_08_VFD1 | SI3 | PS3_08_VFD1_SI3
PS3_08_VFD1 | SO0 | PS3_08_VFD1_SO0
PS3_09_VFD1 | I0 | PS3_09_VFD1_I0 | PS3_9_VFD1_DISC
PS3_09_VFD1 | I1 | PS3_09_VFD1_I1
PS3_09_VFD1 | I2 | PS3_09_VFD1_I2 | PS3_9_TPE1
PS3_09_VFD1 | I3 | PS3_09_VFD1_I3 | PS3_9_TPE2
PS3_09_VFD1 | IO0 | PS3_09_VFD1_IO0 | PS3_12_BCN1_R
PS3_09_VFD1 | IO1 | PS3_09_VFD1_IO1 | PS3_12_BCN1_H
PS3_09_VFD1 | SI0 | PS3_09_VFD1_SI0
PS3_09_VFD1 | SI1 | PS3_09_VFD1_SI1
PS3_09_VFD1 | SI2 | PS3_09_VFD1_SI2
PS3_09_VFD1 | SI3 | PS3_09_VFD1_SI3
PS3_09_VFD1 | SO0 | PS3_09_VFD1_SO0
PS3_10_VFD1 | I0 | PS3_10_VFD1_I0 | PS3_10_VFD1_DISC
PS3_10_VFD1 | I1 | PS3_10_VFD1_I1
PS3_10_VFD1 | I2 | PS3_10_VFD1_I2 | PS3_10_TPE1
PS3_10_VFD1 | I3 | PS3_10_VFD1_I3
PS3_10_VFD1 | IO0 | PS3_10_VFD1_IO0 | PS3_12_S2_PB
PS3_10_VFD1 | IO1 | PS3_10_VFD1_IO1 | PS3_12_S2_PB_LT
PS3_10_VFD1 | SI0 | PS3_10_VFD1_SI0
PS3_10_VFD1 | SI1 | PS3_10_VFD1_SI1
PS3_10_VFD1 | SI2 | PS3_10_VFD1_SI2
PS3_10_VFD1 | SI3 | PS3_10_VFD1_SI3
PS3_10_VFD1 | SO0 | PS3_10_VFD1_SO0
PS3_11_VFD1 | I0 | PS3_11_VFD1_I0 | PS3_11_VFD1_DISC
PS3_11_VFD1 | I1 | PS3_11_VFD1_I1
PS3_11_VFD1 | I2 | PS3_11_VFD1_I2
PS3_11_VFD1 | I3 | PS3_11_VFD1_I3
PS3_11_VFD1 | IO0 | PS3_11_VFD1_IO0 | PS3_12_S1_PB
PS3_11_VFD1 | IO1 | PS3_11_VFD1_IO1 | PS3_12_S1_PB_LT
PS3_11_VFD1 | SI0 | PS3_11_VFD1_SI0
PS3_11_VFD1 | SI1 | PS3_11_VFD1_SI1
PS3_11_VFD1 | SI2 | PS3_11_VFD1_SI2
PS3_11_VFD1 | SI3 | PS3_11_VFD1_SI3
PS3_11_VFD1 | SO0 | PS3_11_VFD1_SO0
PS3_12_VFD1 | I0 | PS3_12_VFD1_I0 | PS3_12_VFD1_DISC
PS3_12_VFD1 | I1 | PS3_12_VFD1_I1
PS3_12_VFD1 | I2 | PS3_12_VFD1_I2 | PS3_12_TPE1
PS3_12_VFD1 | I3 | PS3_12_VFD1_I3 | PS3_12_TPE2
PS3_12_VFD1 | IO0 | PS3_12_VFD1_IO0 | PS3_12_BCN2_A
PS3_12_VFD1 | IO1 | PS3_12_VFD1_IO1 | PS3_12_BCN2_R
PS3_12_VFD1 | SI0 | PS3_12_VFD1_SI0 | PS3_12_EPC1
PS3_12_VFD1 | SI1 | PS3_12_VFD1_SI1 | PS3_12_EPC1_2
PS3_12_VFD1 | SI2 | PS3_12_VFD1_SI2 | PS3_12_EPC2
PS3_12_VFD1 | SI3 | PS3_12_VFD1_SI3 | PS3_12_EPC2_2
PS3_12_VFD1 | SO0 | PS3_12_VFD1_SO0
PS4_01_VFD1 | I0 | PS4_01_VFD1_I0 | PS4_1_VFD1_DISC
PS4_01_VFD1 | I1 | PS4_01_VFD1_I1
PS4_01_VFD1 | I2 | PS4_01_VFD1_I2
PS4_01_VFD1 | I3 | PS4_01_VFD1_I3
PS4_01_VFD1 | IO0 | PS4_01_VFD1_IO0 | PS4_1_BCN1_R
PS4_01_VFD1 | IO1 | PS4_01_VFD1_IO1 | PS4_1_BCN2_R
PS4_01_VFD1 | SI0 | PS4_01_VFD1_SI0 | PS4_1_EPC1
PS4_01_VFD1 | SI1 | PS4_01_VFD1_SI1 | PS4_1_EPC1_2
PS4_01_VFD1 | SI2 | PS4_01_VFD1_SI2 | PS4_1_EPC2
PS4_01_VFD1 | SI3 | PS4_01_VFD1_SI3 | PS4_1_EPC2_2
PS4_01_VFD1 | SO0 | PS4_01_VFD1_SO0
PS4_02_VFD1 | I0 | PS4_02_VFD1_I0 | PS4_2_VFD1_DISC
PS4_02_VFD1 | I1 | PS4_02_VFD1_I1
PS4_02_VFD1 | I2 | PS4_02_VFD1_I2 | PS4_2_TPE1
PS4_02_VFD1 | I3 | PS4_02_VFD1_I3 | PS4_2_TPE2
PS4_02_VFD1 | IO0 | PS4_02_VFD1_IO0 | PS4_1_S1_PB
PS4_02_VFD1 | IO1 | PS4_02_VFD1_IO1 | PS4_1_S1_PB_LT
PS4_02_VFD1 | SI0 | PS4_02_VFD1_SI0
PS4_02_VFD1 | SI1 | PS4_02_VFD1_SI1
PS4_02_VFD1 | SI2 | PS4_02_VFD1_SI2
PS4_02_VFD1 | SI3 | PS4_02_VFD1_SI3
PS4_02_VFD1 | SO0 | PS4_02_VFD1_SO0
PS4_03_VFD1 | I0 | PS4_03_VFD1_I0 | PS4_3_VFD1_DISC
PS4_03_VFD1 | I1 | PS4_03_VFD1_I1
PS4_03_VFD1 | I2 | PS4_03_VFD1_I2
PS4_03_VFD1 | I3 | PS4_03_VFD1_I3
PS4_03_VFD1 | IO0 | PS4_03_VFD1_IO0 | PS4_1_S2_PB
PS4_03_VFD1 | IO1 | PS4_03_VFD1_IO1 | PS4_1_S2_PB_LT
PS4_03_VFD1 | SI0 | PS4_03_VFD1_SI0
PS4_03_VFD1 | SI1 | PS4_03_VFD1_SI1
PS4_03_VFD1 | SI2 | PS4_03_VFD1_SI2
PS4_03_VFD1 | SI3 | PS4_03_VFD1_SI3
PS4_03_VFD1 | SO0 | PS4_03_VFD1_SO0
PS4_04_VFD1 | I0 | PS4_04_VFD1_I0 | PS4_4_VFD1_DISC
PS4_04_VFD1 | I1 | PS4_04_VFD1_I1
PS4_04_VFD1 | I2 | PS4_04_VFD1_I2 | PS4_4_TPE1
PS4_04_VFD1 | I3 | PS4_04_VFD1_I3 | PS4_4_TPE2
PS4_04_VFD1 | IO0 | PS4_04_VFD1_IO0 | PS4_2_JR1_PB
PS4_04_VFD1 | IO1 | PS4_04_VFD1_IO1 | PS4_2_JR1_PB_LT
PS4_04_VFD1 | SI0 | PS4_04_VFD1_SI0
PS4_04_VFD1 | SI1 | PS4_04_VFD1_SI1
PS4_04_VFD1 | SI2 | PS4_04_VFD1_SI2
PS4_04_VFD1 | SI3 | PS4_04_VFD1_SI3
PS4_04_VFD1 | SO0 | PS4_04_VFD1_SO0
PS4_05_VFD1 | I0 | PS4_05_VFD1_I0 | PS4_5_VFD1_DISC
PS4_05_VFD1 | I1 | PS4_05_VFD1_I1
PS4_05_VFD1 | I2 | PS4_05_VFD1_I2 | PS4_5_TPE1
PS4_05_VFD1 | I3 | PS4_05_VFD1_I3
PS4_05_VFD1 | IO0 | PS4_05_VFD1_IO0 | PS4_2_BCN1_A
PS4_05_VFD1 | IO1 | PS4_05_VFD1_IO1 | PS4_2_BCN1_H
PS4_05_VFD1 | SI0 | PS4_05_VFD1_SI0
PS4_05_VFD1 | SI1 | PS4_05_VFD1_SI1
PS4_05_VFD1 | SI2 | PS4_05_VFD1_SI2
PS4_05_VFD1 | SI3 | PS4_05_VFD1_SI3
PS4_05_VFD1 | SO0 | PS4_05_VFD1_SO0
PS4_06_VFD1 | I0 | PS4_06_VFD1_I0 | PS4_6_VFD1_DISC
PS4_06_VFD1 | I1 | PS4_06_VFD1_I1
PS4_06_VFD1 | I2 | PS4_06_VFD1_I2 | PS4_6_TPE1
PS4_06_VFD1 | I3 | PS4_06_VFD1_I3
PS4_06_VFD1 | IO0 | PS4_06_VFD1_IO0
PS4_06_VFD1 | IO1 | PS4_06_VFD1_IO1
PS4_06_VFD1 | SI0 | PS4_06_VFD1_SI0
PS4_06_VFD1 | SI1 | PS4_06_VFD1_SI1
PS4_06_VFD1 | SI2 | PS4_06_VFD1_SI2
PS4_06_VFD1 | SI3 | PS4_06_VFD1_SI3
PS4_06_VFD1 | SO0 | PS4_06_VFD1_SO0
PS4_07_VFD1 | I0 | PS4_07_VFD1_I0 | PS4_7_VFD1_DISC
PS4_07_VFD1 | I1 | PS4_07_VFD1_I1
PS4_07_VFD1 | I2 | PS4_07_VFD1_I2 | PS4_7_TPE1
PS4_07_VFD1 | I3 | PS4_07_VFD1_I3
PS4_07_VFD1 | IO0 | PS4_07_VFD1_IO0
PS4_07_VFD1 | IO1 | PS4_07_VFD1_IO1
PS4_07_VFD1 | SI0 | PS4_07_VFD1_SI0
PS4_07_VFD1 | SI1 | PS4_07_VFD1_SI1
PS4_07_VFD1 | SI2 | PS4_07_VFD1_SI2
PS4_07_VFD1 | SI3 | PS4_07_VFD1_SI3
PS4_07_VFD1 | SO0 | PS4_07_VFD1_SO0
PS4_08_VFD1 | I0 | PS4_08_VFD1_I0 | PS4_8_VFD1_DISC
PS4_08_VFD1 | I1 | PS4_08_VFD1_I1
PS4_08_VFD1 | I2 | PS4_08_VFD1_I2 | PS4_8_TPE1
PS4_08_VFD1 | I3 | PS4_08_VFD1_I3
PS4_08_VFD1 | IO0 | PS4_08_VFD1_IO0 | PS4_8_JR1_PB
PS4_08_VFD1 | IO1 | PS4_08_VFD1_IO1 | PS4_8_JR1_PB_LT
PS4_08_VFD1 | SI0 | PS4_08_VFD1_SI0
PS4_08_VFD1 | SI1 | PS4_08_VFD1_SI1
PS4_08_VFD1 | SI2 | PS4_08_VFD1_SI2
PS4_08_VFD1 | SI3 | PS4_08_VFD1_SI3
PS4_08_VFD1 | SO0 | PS4_08_VFD1_SO0 | PS4_8_BCN1_A
PS4_09_VFD1 | I0 | PS4_09_VFD1_I0 | PS4_9_VFD1_DISC
PS4_09_VFD1 | I1 | PS4_09_VFD1_I1
PS4_09_VFD1 | I2 | PS4_09_VFD1_I2
PS4_09_VFD1 | I3 | PS4_09_VFD1_I3
PS4_09_VFD1 | IO0 | PS4_09_VFD1_IO0
PS4_09_VFD1 | IO1 | PS4_09_VFD1_IO1
PS4_09_VFD1 | SI0 | PS4_09_VFD1_SI0
PS4_09_VFD1 | SI1 | PS4_09_VFD1_SI1
PS4_09_VFD1 | SI2 | PS4_09_VFD1_SI2
PS4_09_VFD1 | SI3 | PS4_09_VFD1_SI3
PS4_09_VFD1 | SO0 | PS4_09_VFD1_SO0
PS4_10_VFD1 | I0 | PS4_10_VFD1_I0 | PS4_10_VFD1_DISC
PS4_10_VFD1 | I1 | PS4_10_VFD1_I1
PS4_10_VFD1 | I2 | PS4_10_VFD1_I2 | PS4_10_TPE1
PS4_10_VFD1 | I3 | PS4_10_VFD1_I3 | PS4_10_TPE2
PS4_10_VFD1 | IO0 | PS4_10_VFD1_IO0
PS4_10_VFD1 | IO1 | PS4_10_VFD1_IO1
PS4_10_VFD1 | SI0 | PS4_10_VFD1_SI0
PS4_10_VFD1 | SI1 | PS4_10_VFD1_SI1
PS4_10_VFD1 | SI2 | PS4_10_VFD1_SI2
PS4_10_VFD1 | SI3 | PS4_10_VFD1_SI3
PS4_10_VFD1 | SO0 | PS4_10_VFD1_SO0
PS4_11_VFD1 | I0 | PS4_11_VFD1_I0 | PS4_11_VFD1_DISC
PS4_11_VFD1 | I1 | PS4_11_VFD1_I1
PS4_11_VFD1 | I2 | PS4_11_VFD1_I2 | PS4_11_TPE1
PS4_11_VFD1 | I3 | PS4_11_VFD1_I3
PS4_11_VFD1 | IO0 | PS4_11_VFD1_IO0 | PS4_14_S2_PB
PS4_11_VFD1 | IO1 | PS4_11_VFD1_IO1 | PS4_14_S2_PB_LT
PS4_11_VFD1 | SI0 | PS4_11_VFD1_SI0
PS4_11_VFD1 | SI1 | PS4_11_VFD1_SI1
PS4_11_VFD1 | SI2 | PS4_11_VFD1_SI2
PS4_11_VFD1 | SI3 | PS4_11_VFD1_SI3
PS4_11_VFD1 | SO0 | PS4_11_VFD1_SO0
PS4_12_VFD1 | I0 | PS4_12_VFD1_I0 | PS4_12_VFD1_DISC
PS4_12_VFD1 | I1 | PS4_12_VFD1_I1
PS4_12_VFD1 | I2 | PS4_12_VFD1_I2 | PS4_12_TPE1
PS4_12_VFD1 | I3 | PS4_12_VFD1_I3
PS4_12_VFD1 | IO0 | PS4_12_VFD1_IO0 | PS4_14_S1_PB
PS4_12_VFD1 | IO1 | PS4_12_VFD1_IO1 | PS4_14_S1_PB_LT
PS4_12_VFD1 | SI0 | PS4_12_VFD1_SI0
PS4_12_VFD1 | SI1 | PS4_12_VFD1_SI1
PS4_12_VFD1 | SI2 | PS4_12_VFD1_SI2
PS4_12_VFD1 | SI3 | PS4_12_VFD1_SI3
PS4_12_VFD1 | SO0 | PS4_12_VFD1_SO0
PS4_13_VFD1 | I0 | PS4_13_VFD1_I0 | PS4_13_VFD1_DISC
PS4_13_VFD1 | I1 | PS4_13_VFD1_I1
PS4_13_VFD1 | I2 | PS4_13_VFD1_I2
PS4_13_VFD1 | I3 | PS4_13_VFD1_I3
PS4_13_VFD1 | IO0 | PS4_13_VFD1_IO0 | PS4_13_JR1_PB
PS4_13_VFD1 | IO1 | PS4_13_VFD1_IO1 | PS4_13_JR1_PB_LT
PS4_13_VFD1 | SI0 | PS4_13_VFD1_SI0
PS4_13_VFD1 | SI1 | PS4_13_VFD1_SI1
PS4_13_VFD1 | SI2 | PS4_13_VFD1_SI2
PS4_13_VFD1 | SI3 | PS4_13_VFD1_SI3
PS4_13_VFD1 | SO0 | PS4_13_VFD1_SO0 | PS4_13_BCN1_A
PS4_14_VFD1 | I0 | PS4_14_VFD1_I0 | PS4_14_VFD1_DISC
PS4_14_VFD1 | I1 | PS4_14_VFD1_I1
PS4_14_VFD1 | I2 | PS4_14_VFD1_I2 | PS4_14_TPE1
PS4_14_VFD1 | I3 | PS4_14_VFD1_I3
PS4_14_VFD1 | IO0 | PS4_14_VFD1_IO0 | PS4_14_BCN1_A
PS4_14_VFD1 | IO1 | PS4_14_VFD1_IO1 | PS4_14_BCN1_R
PS4_14_VFD1 | SI0 | PS4_14_VFD1_SI0 | PS4_14_EPC1
PS4_14_VFD1 | SI1 | PS4_14_VFD1_SI1 | PS4_14_EPC1_2
PS4_14_VFD1 | SI2 | PS4_14_VFD1_SI2 | PS4_14_EPC2
PS4_14_VFD1 | SI3 | PS4_14_VFD1_SI3 | PS4_14_EPC2_2
PS4_14_VFD1 | SO0 | PS4_14_VFD1_SO0 | PS4_14_BCN2_R
UL1_03_FIO1 | IO00 | UL1_03_FIO1_IO00 | UL1_3_BCN1_R
UL1_03_FIO1 | IO01 | UL1_03_FIO1_IO01
UL1_03_FIO1 | IO02 | UL1_03_FIO1_IO02 | UL1_3_BCN2_R
UL1_03_FIO1 | IO03 | UL1_03_FIO1_IO03
UL1_03_FIO1 | IO04 | UL1_03_FIO1_IO04 | UL1_3_LPE1
UL1_03_FIO1 | IO05 | UL1_03_FIO1_IO05
UL1_03_FIO1 | IO06 | UL1_03_FIO1_IO06 | UL1_3_LPE2
UL1_03_FIO1 | IO07 | UL1_03_FIO1_IO07
UL1_03_FIO1 | IO08 | UL1_03_FIO1_IO08 | UL1_3_S1_PB
UL1_03_FIO1 | IO09 | UL1_03_FIO1_IO09 | UL1_3_S1_PB_LT
UL1_03_FIO1 | IO10 | UL1_03_FIO1_IO10 | UL1_3_S2_PB
UL1_03_FIO1 | IO11 | UL1_03_FIO1_IO11 | UL1_3_S2_PB_LT
UL1_03_FIO1 | IO12 | UL1_03_FIO1_IO12
UL1_03_FIO1 | IO13 | UL1_03_FIO1_IO13
UL1_03_FIO1 | IO14 | UL1_03_FIO1_IO14
UL1_03_FIO1 | IO15 | UL1_03_FIO1_IO15
UL1_03_VFD1 | I0 | UL1_03_VFD1_I0 | UL1_3_VFD1_DISC
UL1_03_VFD1 | I1 | UL1_03_VFD1_I1 | UL1_3_ENC1
UL1_03_VFD1 | I2 | UL1_03_VFD1_I2 | UL1_3_TPE1
UL1_03_VFD1 | I3 | UL1_03_VFD1_I3 | UL1_3_TPE2
UL1_03_VFD1 | IO0 | UL1_03_VFD1_IO0
UL1_03_VFD1 | IO1 | UL1_03_VFD1_IO1
UL1_03_VFD1 | SI0 | UL1_03_VFD1_SI0 | UL1_3_EPC1
UL1_03_VFD1 | SI1 | UL1_03_VFD1_SI1 | UL1_3_EPC1_2
UL1_03_VFD1 | SI2 | UL1_03_VFD1_SI2 | UL1_3_EPC2
UL1_03_VFD1 | SI3 | UL1_03_VFD1_SI3 | UL1_3_EPC2_2
UL1_03_VFD1 | SO0 | UL1_03_VFD1_SO0
UL1_04_VFD1 | I0 | UL1_04_VFD1_I0 | UL1_4_VFD1_DISC
UL1_04_VFD1 | I1 | UL1_04_VFD1_I1 | UL1_4_ENC1
UL1_04_VFD1 | I2 | UL1_04_VFD1_I2 | UL1_4_TPE1
UL1_04_VFD1 | I3 | UL1_04_VFD1_I3
UL1_04_VFD1 | IO0 | UL1_04_VFD1_IO0 | UL1_4_S1_PB
UL1_04_VFD1 | IO1 | UL1_04_VFD1_IO1 | UL1_4_S1_PB_LT
UL1_04_VFD1 | SI0 | UL1_04_VFD1_SI0 | UL1_4_EPC1
UL1_04_VFD1 | SI1 | UL1_04_VFD1_SI1 | UL1_4_EPC1_2
UL1_04_VFD1 | SI2 | UL1_04_VFD1_SI2 | UL1_4_EPC2
UL1_04_VFD1 | SI3 | UL1_04_VFD1_SI3 | UL1_4_EPC2_2
UL1_04_VFD1 | SO0 | UL1_04_VFD1_SO0
UL1_05_VFD1 | I0 | UL1_05_VFD1_I0 | UL1_5_VFD1_DISC
UL1_05_VFD1 | I1 | UL1_05_VFD1_I1 | UL1_5_ENC1
UL1_05_VFD1 | I2 | UL1_05_VFD1_I2 | UL1_5_TPE1
UL1_05_VFD1 | I3 | UL1_05_VFD1_I3
UL1_05_VFD1 | IO0 | UL1_05_VFD1_IO0 | UL1_4_S2_PB
UL1_05_VFD1 | IO1 | UL1_05_VFD1_IO1 | UL1_4_S2_PB_LT
UL1_05_VFD1 | SI0 | UL1_05_VFD1_SI0
UL1_05_VFD1 | SI1 | UL1_05_VFD1_SI1
UL1_05_VFD1 | SI2 | UL1_05_VFD1_SI2
UL1_05_VFD1 | SI3 | UL1_05_VFD1_SI3
UL1_05_VFD1 | SO0 | UL1_05_VFD1_SO0
UL1_06_VFD1 | I0 | UL1_06_VFD1_I0 | UL1_6_VFD1_DISC
UL1_06_VFD1 | I1 | UL1_06_VFD1_I1 | UL1_6_ENC1
UL1_06_VFD1 | I2 | UL1_06_VFD1_I2 | UL1_6_TPE1
UL1_06_VFD1 | I3 | UL1_06_VFD1_I3
UL1_06_VFD1 | IO0 | UL1_06_VFD1_IO0 | UL1_4_BCN1_R
UL1_06_VFD1 | IO1 | UL1_06_VFD1_IO1 | UL1_4_BCN2_R
UL1_06_VFD1 | SI0 | UL1_06_VFD1_SI0
UL1_06_VFD1 | SI1 | UL1_06_VFD1_SI1
UL1_06_VFD1 | SI2 | UL1_06_VFD1_SI2
UL1_06_VFD1 | SI3 | UL1_06_VFD1_SI3
UL1_06_VFD1 | SO0 | UL1_06_VFD1_SO0
UL1_07_VFD1 | I0 | UL1_07_VFD1_I0 | UL1_7_VFD1_DISC
UL1_07_VFD1 | I1 | UL1_07_VFD1_I1 | UL1_7_ENC1
UL1_07_VFD1 | I2 | UL1_07_VFD1_I2 | UL1_7_TPE1
UL1_07_VFD1 | I3 | UL1_07_VFD1_I3
UL1_07_VFD1 | IO0 | UL1_07_VFD1_IO0 | UL1_9_S1_PB
UL1_07_VFD1 | IO1 | UL1_07_VFD1_IO1 | UL1_9_S1_PB_LT
UL1_07_VFD1 | SI0 | UL1_07_VFD1_SI0
UL1_07_VFD1 | SI1 | UL1_07_VFD1_SI1
UL1_07_VFD1 | SI2 | UL1_07_VFD1_SI2
UL1_07_VFD1 | SI3 | UL1_07_VFD1_SI3
UL1_07_VFD1 | SO0 | UL1_07_VFD1_SO0
UL1_08_VFD1 | I0 | UL1_08_VFD1_I0 | UL1_8_VFD1_DISC
UL1_08_VFD1 | I1 | UL1_08_VFD1_I1 | UL1_8_ENC1
UL1_08_VFD1 | I2 | UL1_08_VFD1_I2 | UL1_8_TPE1
UL1_08_VFD1 | I3 | UL1_08_VFD1_I3 | UL1_9_JR1_PB
UL1_08_VFD1 | IO0 | UL1_08_VFD1_IO0 | UL1_9_JR1_PB_LT
UL1_08_VFD1 | IO1 | UL1_08_VFD1_IO1
UL1_08_VFD1 | SI0 | UL1_08_VFD1_SI0
UL1_08_VFD1 | SI1 | UL1_08_VFD1_SI1
UL1_08_VFD1 | SI2 | UL1_08_VFD1_SI2
UL1_08_VFD1 | SI3 | UL1_08_VFD1_SI3
UL1_08_VFD1 | SO0 | UL1_08_VFD1_SO0
UL1_09_VFD1 | I0 | UL1_09_VFD1_I0 | UL1_9_VFD1_DISC
UL1_09_VFD1 | I1 | UL1_09_VFD1_I1 | UL1_9_ENC1
UL1_09_VFD1 | I2 | UL1_09_VFD1_I2 | UL1_9_TPE1
UL1_09_VFD1 | I3 | UL1_09_VFD1_I3 | UL1_9_TPE2
UL1_09_VFD1 | IO0 | UL1_09_VFD1_IO0 | UL1_9_BCN1_R
UL1_09_VFD1 | IO1 | UL1_09_VFD1_IO1 | UL1_9_BCN1_A
UL1_09_VFD1 | SI0 | UL1_09_VFD1_SI0 | UL1_9_EPC1
UL1_09_VFD1 | SI1 | UL1_09_VFD1_SI1 | UL1_9_EPC1_2
UL1_09_VFD1 | SI2 | UL1_09_VFD1_SI2 | UL1_9_EPC2
UL1_09_VFD1 | SI3 | UL1_09_VFD1_SI3 | UL1_9_EPC2_2
UL1_09_VFD1 | SO0 | UL1_09_VFD1_SO0 | UL1_9_BCN2_R
UL1_10A_VFD1 | I0 | UL1_10A_VFD1_I0 | UL1_10A_VFD1_DISC
UL1_10A_VFD1 | I1 | UL1_10A_VFD1_I1 | UL1_9_TPE3
UL1_10A_VFD1 | I2 | UL1_10A_VFD1_I2 | UL1_9_TPE4
UL1_10A_VFD1 | I3 | UL1_10A_VFD1_I3 | UL1_9_TPE5
UL1_10A_VFD1 | IO0 | UL1_10A_VFD1_IO0 | UL1_9_S2_PB
UL1_10A_VFD1 | IO1 | UL1_10A_VFD1_IO1 | UL1_9_S2_PB_LT
UL1_10A_VFD1 | SI0 | UL1_10A_VFD1_SI0
UL1_10A_VFD1 | SI1 | UL1_10A_VFD1_SI1
UL1_10A_VFD1 | SI2 | UL1_10A_VFD1_SI2
UL1_10A_VFD1 | SI3 | UL1_10A_VFD1_SI3
UL1_10A_VFD1 | SO0 | UL1_10A_VFD1_SO0
UL1_10B_VFD1 | I0 | UL1_10B_VFD1_I0 | UL1_10B_VFD1_DISC
UL1_10B_VFD1 | I1 | UL1_10B_VFD1_I1
UL1_10B_VFD1 | I2 | UL1_10B_VFD1_I2
UL1_10B_VFD1 | I3 | UL1_10B_VFD1_I3
UL1_10B_VFD1 | IO0 | UL1_10B_VFD1_IO0
UL1_10B_VFD1 | IO1 | UL1_10B_VFD1_IO1
UL1_10B_VFD1 | SI0 | UL1_10B_VFD1_SI0
UL1_10B_VFD1 | SI1 | UL1_10B_VFD1_SI1
UL1_10B_VFD1 | SI2 | UL1_10B_VFD1_SI2
UL1_10B_VFD1 | SI3 | UL1_10B_VFD1_SI3
UL1_10B_VFD1 | SO0 | UL1_10B_VFD1_SO0
UL1_11_VFD1 | I0 | UL1_11_VFD1_I0 | UL1_11_VFD1_DISC
UL1_11_VFD1 | I1 | UL1_11_VFD1_I1
UL1_11_VFD1 | I2 | UL1_11_VFD1_I2 | UL1_11_TPE1
UL1_11_VFD1 | I3 | UL1_11_VFD1_I3 | UL1_11_TPE2
UL1_11_VFD1 | IO0 | UL1_11_VFD1_IO0
UL1_11_VFD1 | IO1 | UL1_11_VFD1_IO1
UL1_11_VFD1 | SI0 | UL1_11_VFD1_SI0
UL1_11_VFD1 | SI1 | UL1_11_VFD1_SI1
UL1_11_VFD1 | SI2 | UL1_11_VFD1_SI2
UL1_11_VFD1 | SI3 | UL1_11_VFD1_SI3
UL1_11_VFD1 | SO0 | UL1_11_VFD1_SO0
UL1_12_VFD1 | I0 | UL1_12_VFD1_I0 | UL1_12_VFD1_DISC
UL1_12_VFD1 | I1 | UL1_12_VFD1_I1
UL1_12_VFD1 | I2 | UL1_12_VFD1_I2 | UL1_12_TPE1
UL1_12_VFD1 | I3 | UL1_12_VFD1_I3
UL1_12_VFD1 | IO0 | UL1_12_VFD1_IO0
UL1_12_VFD1 | IO1 | UL1_12_VFD1_IO1
UL1_12_VFD1 | SI0 | UL1_12_VFD1_SI0
UL1_12_VFD1 | SI1 | UL1_12_VFD1_SI1
UL1_12_VFD1 | SI2 | UL1_12_VFD1_SI2
UL1_12_VFD1 | SI3 | UL1_12_VFD1_SI3
UL1_12_VFD1 | SO0 | UL1_12_VFD1_SO0
UL1_13_VFD1 | I0 | UL1_13_VFD1_I0 | UL1_13_VFD1_DISC
UL1_13_VFD1 | I1 | UL1_13_VFD1_I1
UL1_13_VFD1 | I2 | UL1_13_VFD1_I2
UL1_13_VFD1 | I3 | UL1_13_VFD1_I3
UL1_13_VFD1 | IO0 | UL1_13_VFD1_IO0
UL1_13_VFD1 | IO1 | UL1_13_VFD1_IO1
UL1_13_VFD1 | SI0 | UL1_13_VFD1_SI0
UL1_13_VFD1 | SI1 | UL1_13_VFD1_SI1
UL1_13_VFD1 | SI2 | UL1_13_VFD1_SI2
UL1_13_VFD1 | SI3 | UL1_13_VFD1_SI3
UL1_13_VFD1 | SO0 | UL1_13_VFD1_SO0
UL1_13_VFD1 | ENC | UL1_13_VFD1_ENC1 | UL1_13_ENC1 | 2025-06-06
UL10_01_VFD1 | I0 | UL10_01_VFD1_I0 | UL10_1_VFD1_DISC
UL10_01_VFD1 | I1 | UL10_01_VFD1_I1
UL10_01_VFD1 | I2 | UL10_01_VFD1_I2 | UL10_1_TPE1
UL10_01_VFD1 | I3 | UL10_01_VFD1_I3
UL10_01_VFD1 | IO0 | UL10_01_VFD1_IO0
UL10_01_VFD1 | IO1 | UL10_01_VFD1_IO1
UL10_01_VFD1 | SI0 | UL10_01_VFD1_SI0 | UL10_1_EPC1
UL10_01_VFD1 | SI1 | UL10_01_VFD1_SI1 | UL10_1_EPC1_2
UL10_01_VFD1 | SI2 | UL10_01_VFD1_SI2 | UL10_1_EPC2
UL10_01_VFD1 | SI3 | UL10_01_VFD1_SI3 | UL10_1_EPC2_2
UL10_01_VFD1 | SO0 | UL10_01_VFD1_SO0
UL10_02_FIO1 | IO00 | UL10_02_FIO1_IO00 | UL10_1_BCN1_R
UL10_02_FIO1 | IO01 | UL10_02_FIO1_IO01
UL10_02_FIO1 | IO02 | UL10_02_FIO1_IO02 | UL10_1_BCN2_R
UL10_02_FIO1 | IO03 | UL10_02_FIO1_IO03
UL10_02_FIO1 | IO04 | UL10_02_FIO1_IO04 | UL10_1_SS1_SPB
UL10_02_FIO1 | IO05 | UL10_02_FIO1_IO05 | UL10_1_SS1_STPB
UL10_02_FIO1 | IO06 | UL10_02_FIO1_IO06 | UL10_1_SS1_STPB_LT
UL10_02_FIO1 | IO07 | UL10_02_FIO1_IO07
UL10_02_FIO1 | IO08 | UL10_02_FIO1_IO08 | UL10_2_LPE1
UL10_02_FIO1 | IO09 | UL10_02_FIO1_IO09
UL10_02_FIO1 | IO10 | UL10_02_FIO1_IO10 | UL10_2_LPE2
UL10_02_FIO1 | IO11 | UL10_02_FIO1_IO11
UL10_02_FIO1 | IO12 | UL10_02_FIO1_IO12
UL10_02_FIO1 | IO13 | UL10_02_FIO1_IO13
UL10_02_FIO1 | IO14 | UL10_02_FIO1_IO14
UL10_02_FIO1 | IO15 | UL10_02_FIO1_IO15
UL10_02_VFD1 | I0 | UL10_02_VFD1_I0 | UL10_2_VFD1_DISC
UL10_02_VFD1 | I1 | UL10_02_VFD1_I1
UL10_02_VFD1 | I2 | UL10_02_VFD1_I2 | UL10_2_TPE1
UL10_02_VFD1 | I3 | UL10_02_VFD1_I3 | UL10_2_TPE2
UL10_02_VFD1 | IO0 | UL10_02_VFD1_IO0
UL10_02_VFD1 | IO1 | UL10_02_VFD1_IO1
UL10_02_VFD1 | SI0 | UL10_02_VFD1_SI0
UL10_02_VFD1 | SI1 | UL10_02_VFD1_SI1
UL10_02_VFD1 | SI2 | UL10_02_VFD1_SI2
UL10_02_VFD1 | SI3 | UL10_02_VFD1_SI3
UL10_02_VFD1 | SO0 | UL10_02_VFD1_SO0
UL10_03_VFD1 | I0 | UL10_03_VFD1_I0 | UL10_3_VFD1_DISC
UL10_03_VFD1 | I1 | UL10_03_VFD1_I1
UL10_03_VFD1 | I2 | UL10_03_VFD1_I2 | UL10_3_TPE1
UL10_03_VFD1 | I3 | UL10_03_VFD1_I3
UL10_03_VFD1 | IO0 | UL10_03_VFD1_IO0 | UL10_3_BCN1_R
UL10_03_VFD1 | IO1 | UL10_03_VFD1_IO1 | UL10_3_BCN1_H
UL10_03_VFD1 | SI0 | UL10_03_VFD1_SI0 | UL10_3_EPC1
UL10_03_VFD1 | SI1 | UL10_03_VFD1_SI1 | UL10_3_EPC1_2
UL10_03_VFD1 | SI2 | UL10_03_VFD1_SI2 | UL10_3_EPC2
UL10_03_VFD1 | SI3 | UL10_03_VFD1_SI3 | UL10_3_EPC2_2
UL10_03_VFD1 | SO0 | UL10_03_VFD1_SO0 | UL10_3_BCN2_R
UL10_04_VFD1 | I0 | UL10_04_VFD1_I0 | UL10_4_VFD1_DISC
UL10_04_VFD1 | I1 | UL10_04_VFD1_I1 | UL10_4_ENC1
UL10_04_VFD1 | I2 | UL10_04_VFD1_I2 | UL10_4_TPE1
UL10_04_VFD1 | I3 | UL10_04_VFD1_I3
UL10_04_VFD1 | IO0 | UL10_04_VFD1_IO0 | UL10_3_S1_PB
UL10_04_VFD1 | IO1 | UL10_04_VFD1_IO1 | UL10_3_S1_PB_LT
UL10_04_VFD1 | SI0 | UL10_04_VFD1_SI0
UL10_04_VFD1 | SI1 | UL10_04_VFD1_SI1
UL10_04_VFD1 | SI2 | UL10_04_VFD1_SI2
UL10_04_VFD1 | SI3 | UL10_04_VFD1_SI3
UL10_04_VFD1 | SO0 | UL10_04_VFD1_SO0
UL10_05_VFD1 | I0 | UL10_05_VFD1_I0 | UL10_5_VFD1_DISC
UL10_05_VFD1 | I1 | UL10_05_VFD1_I1 | UL10_5_ENC1
UL10_05_VFD1 | I2 | UL10_05_VFD1_I2 | UL10_5_TPE1
UL10_05_VFD1 | I3 | UL10_05_VFD1_I3
UL10_05_VFD1 | IO0 | UL10_05_VFD1_IO0 | UL10_3_S2_PB
UL10_05_VFD1 | IO1 | UL10_05_VFD1_IO1 | UL10_3_S2_PB_LT
UL10_05_VFD1 | SI0 | UL10_05_VFD1_SI0
UL10_05_VFD1 | SI1 | UL10_05_VFD1_SI1
UL10_05_VFD1 | SI2 | UL10_05_VFD1_SI2
UL10_05_VFD1 | SI3 | UL10_05_VFD1_SI3
UL10_05_VFD1 | SO0 | UL10_05_VFD1_SO0
UL10_06_VFD1 | I0 | UL10_06_VFD1_I0 | UL10_6_VFD1_DISC
UL10_06_VFD1 | I1 | UL10_06_VFD1_I1 | UL10_6_ENC1
UL10_06_VFD1 | I2 | UL10_06_VFD1_I2 | UL10_6_TPE1
UL10_06_VFD1 | I3 | UL10_06_VFD1_I3
UL10_06_VFD1 | IO0 | UL10_06_VFD1_IO0
UL10_06_VFD1 | IO1 | UL10_06_VFD1_IO1
UL10_06_VFD1 | SI0 | UL10_06_VFD1_SI0
UL10_06_VFD1 | SI1 | UL10_06_VFD1_SI1
UL10_06_VFD1 | SI2 | UL10_06_VFD1_SI2
UL10_06_VFD1 | SI3 | UL10_06_VFD1_SI3
UL10_06_VFD1 | SO0 | UL10_06_VFD1_SO0
UL10_07_VFD1 | I0 | UL10_07_VFD1_I0 | UL10_7_VFD1_DISC
UL10_07_VFD1 | I1 | UL10_07_VFD1_I1 | UL10_7_ENC1
UL10_07_VFD1 | I2 | UL10_07_VFD1_I2 | UL10_7_TPE1
UL10_07_VFD1 | I3 | UL10_07_VFD1_I3
UL10_07_VFD1 | IO0 | UL10_07_VFD1_IO0
UL10_07_VFD1 | IO1 | UL10_07_VFD1_IO1
UL10_07_VFD1 | SI0 | UL10_07_VFD1_SI0
UL10_07_VFD1 | SI1 | UL10_07_VFD1_SI1
UL10_07_VFD1 | SI2 | UL10_07_VFD1_SI2
UL10_07_VFD1 | SI3 | UL10_07_VFD1_SI3
UL10_07_VFD1 | SO0 | UL10_07_VFD1_SO0
UL10_08_VFD1 | I0 | UL10_08_VFD1_I0 | UL10_8_VFD1_DISC
UL10_08_VFD1 | I1 | UL10_08_VFD1_I1 | UL10_8_ENC1
UL10_08_VFD1 | I2 | UL10_08_VFD1_I2
UL10_08_VFD1 | I3 | UL10_08_VFD1_I3
UL10_08_VFD1 | IO0 | UL10_08_VFD1_IO0
UL10_08_VFD1 | IO1 | UL10_08_VFD1_IO1
UL10_08_VFD1 | SI0 | UL10_08_VFD1_SI0
UL10_08_VFD1 | SI1 | UL10_08_VFD1_SI1
UL10_08_VFD1 | SI2 | UL10_08_VFD1_SI2
UL10_08_VFD1 | SI3 | UL10_08_VFD1_SI3
UL10_08_VFD1 | SO0 | UL10_08_VFD1_SO0
UL10_09_VFD1 | I0 | UL10_09_VFD1_I0 | UL10_9_VFD1_DISC
UL10_09_VFD1 | I1 | UL10_09_VFD1_I1 | UL10_9_ENC1
UL10_09_VFD1 | I2 | UL10_09_VFD1_I2 | UL10_9_TPE1
UL10_09_VFD1 | I3 | UL10_09_VFD1_I3 | UL10_9_TPE2
UL10_09_VFD1 | IO0 | UL10_09_VFD1_IO0
UL10_09_VFD1 | IO1 | UL10_09_VFD1_IO1
UL10_09_VFD1 | SI0 | UL10_09_VFD1_SI0
UL10_09_VFD1 | SI1 | UL10_09_VFD1_SI1
UL10_09_VFD1 | SI2 | UL10_09_VFD1_SI2
UL10_09_VFD1 | SI3 | UL10_09_VFD1_SI3
UL10_09_VFD1 | SO0 | UL10_09_VFD1_SO0
UL10_10_VFD1 | I0 | UL10_10_VFD1_I0 | UL10_10_VFD1_DISC
UL10_10_VFD1 | I1 | UL10_10_VFD1_I1
UL10_10_VFD1 | I2 | UL10_10_VFD1_I2
UL10_10_VFD1 | I3 | UL10_10_VFD1_I3
UL10_10_VFD1 | IO0 | UL10_10_VFD1_IO0 | UL1_9_JR2_PB
UL10_10_VFD1 | IO1 | UL10_10_VFD1_IO1 | UL1_9_JR2_PB_LT
UL10_10_VFD1 | SI0 | UL10_10_VFD1_SI0
UL10_10_VFD1 | SI1 | UL10_10_VFD1_SI1
UL10_10_VFD1 | SI2 | UL10_10_VFD1_SI2
UL10_10_VFD1 | SI3 | UL10_10_VFD1_SI3
UL10_10_VFD1 | SO0 | UL10_10_VFD1_SO0
UL11_03_FIO1 | IO00 | UL11_03_FIO1_IO00 | UL11_3_BCN1_R
UL11_03_FIO1 | IO01 | UL11_03_FIO1_IO01
UL11_03_FIO1 | IO02 | UL11_03_FIO1_IO02 | UL11_3_BCN2_R
UL11_03_FIO1 | IO03 | UL11_03_FIO1_IO03
UL11_03_FIO1 | IO04 | UL11_03_FIO1_IO04 | UL11_3_LPE1
UL11_03_FIO1 | IO05 | UL11_03_FIO1_IO05
UL11_03_FIO1 | IO06 | UL11_03_FIO1_IO06 | UL11_3_LPE2
UL11_03_FIO1 | IO07 | UL11_03_FIO1_IO07
UL11_03_FIO1 | IO08 | UL11_03_FIO1_IO08 | UL11_3_S1_PB
UL11_03_FIO1 | IO09 | UL11_03_FIO1_IO09 | UL11_3_S1_PB_LT
UL11_03_FIO1 | IO10 | UL11_03_FIO1_IO10 | UL11_3_S2_PB
UL11_03_FIO1 | IO11 | UL11_03_FIO1_IO11 | UL11_3_S2_PB_LT
UL11_03_FIO1 | IO12 | UL11_03_FIO1_IO12
UL11_03_FIO1 | IO13 | UL11_03_FIO1_IO13
UL11_03_FIO1 | IO14 | UL11_03_FIO1_IO14
UL11_03_FIO1 | IO15 | UL11_03_FIO1_IO15
UL11_03_VFD1 | I0 | UL11_03_VFD1_I0 | UL11_3_VFD1_DISC
UL11_03_VFD1 | I1 | UL11_03_VFD1_I1 | UL11_3_ENC1
UL11_03_VFD1 | I2 | UL11_03_VFD1_I2 | UL11_3_TPE1
UL11_03_VFD1 | I3 | UL11_03_VFD1_I3 | UL11_3_TPE2
UL11_03_VFD1 | IO0 | UL11_03_VFD1_IO0
UL11_03_VFD1 | IO1 | UL11_03_VFD1_IO1
UL11_03_VFD1 | SI0 | UL11_03_VFD1_SI0 | UL11_3_EPC1
UL11_03_VFD1 | SI1 | UL11_03_VFD1_SI1 | UL11_3_EPC1_2
UL11_03_VFD1 | SI2 | UL11_03_VFD1_SI2 | UL11_3_EPC2
UL11_03_VFD1 | SI3 | UL11_03_VFD1_SI3 | UL11_3_EPC2_2
UL11_03_VFD1 | SO0 | UL11_03_VFD1_SO0
UL11_04_VFD1 | I0 | UL11_04_VFD1_I0 | UL11_4_VFD1_DISC
UL11_04_VFD1 | I1 | UL11_04_VFD1_I1
UL11_04_VFD1 | I2 | UL11_04_VFD1_I2 | UL11_4_TPE1
UL11_04_VFD1 | I3 | UL11_04_VFD1_I3
UL11_04_VFD1 | IO0 | UL11_04_VFD1_IO0 | UL11_4_BCN1_R
UL11_04_VFD1 | IO1 | UL11_04_VFD1_IO1 | UL11_4_BCN2_R
UL11_04_VFD1 | SI0 | UL11_04_VFD1_SI0 | UL11_4_EPC1
UL11_04_VFD1 | SI1 | UL11_04_VFD1_SI1 | UL11_4_EPC1_2
UL11_04_VFD1 | SI2 | UL11_04_VFD1_SI2 | UL11_4_EPC2
UL11_04_VFD1 | SI3 | UL11_04_VFD1_SI3 | UL11_4_EPC2_2
UL11_04_VFD1 | SO0 | UL11_04_VFD1_SO0
UL11_05_VFD1 | I0 | UL11_05_VFD1_I0 | UL11_5_VFD1_DISC
UL11_05_VFD1 | I1 | UL11_05_VFD1_I1 | UL11_5_ENC1
UL11_05_VFD1 | I2 | UL11_05_VFD1_I2 | UL11_5_TPE1
UL11_05_VFD1 | I3 | UL11_05_VFD1_I3
UL11_05_VFD1 | IO0 | UL11_05_VFD1_IO0 | UL11_4_S1_PB
UL11_05_VFD1 | IO1 | UL11_05_VFD1_IO1 | UL11_4_S1_PB_LT
UL11_05_VFD1 | SI0 | UL11_05_VFD1_SI0
UL11_05_VFD1 | SI1 | UL11_05_VFD1_SI1
UL11_05_VFD1 | SI2 | UL11_05_VFD1_SI2
UL11_05_VFD1 | SI3 | UL11_05_VFD1_SI3
UL11_05_VFD1 | SO0 | UL11_05_VFD1_SO0
UL11_06_VFD1 | I0 | UL11_06_VFD1_I0 | UL11_6_VFD1_DISC
UL11_06_VFD1 | I1 | UL11_06_VFD1_I1 | UL11_6_ENC1
UL11_06_VFD1 | I2 | UL11_06_VFD1_I2 | UL11_6_TPE1
UL11_06_VFD1 | I3 | UL11_06_VFD1_I3
UL11_06_VFD1 | IO0 | UL11_06_VFD1_IO0 | UL11_4_S2_PB
UL11_06_VFD1 | IO1 | UL11_06_VFD1_IO1 | UL11_4_S2_PB_LT
UL11_06_VFD1 | SI0 | UL11_06_VFD1_SI0
UL11_06_VFD1 | SI1 | UL11_06_VFD1_SI1
UL11_06_VFD1 | SI2 | UL11_06_VFD1_SI2
UL11_06_VFD1 | SI3 | UL11_06_VFD1_SI3
UL11_06_VFD1 | SO0 | UL11_06_VFD1_SO0
UL11_07_VFD1 | I0 | UL11_07_VFD1_I0 | UL11_7_VFD1_DISC
UL11_07_VFD1 | I1 | UL11_07_VFD1_I1 | UL11_7_ENC1
UL11_07_VFD1 | I2 | UL11_07_VFD1_I2 | UL11_7_TPE1
UL11_07_VFD1 | I3 | UL11_07_VFD1_I3
UL11_07_VFD1 | IO0 | UL11_07_VFD1_IO0
UL11_07_VFD1 | IO1 | UL11_07_VFD1_IO1
UL11_07_VFD1 | SI0 | UL11_07_VFD1_SI0
UL11_07_VFD1 | SI1 | UL11_07_VFD1_SI1
UL11_07_VFD1 | SI2 | UL11_07_VFD1_SI2
UL11_07_VFD1 | SI3 | UL11_07_VFD1_SI3
UL11_07_VFD1 | SO0 | UL11_07_VFD1_SO0
UL11_08_VFD1 | I0 | UL11_08_VFD1_I0 | UL11_8_VFD1_DISC
UL11_08_VFD1 | I1 | UL11_08_VFD1_I1 | UL11_8_ENC1
UL11_08_VFD1 | I2 | UL11_08_VFD1_I2 | UL11_8_TPE1
UL11_08_VFD1 | I3 | UL11_08_VFD1_I3 | UL11_9_TPE3
UL11_08_VFD1 | IO0 | UL11_08_VFD1_IO0
UL11_08_VFD1 | IO1 | UL11_08_VFD1_IO1
UL11_08_VFD1 | SI0 | UL11_08_VFD1_SI0
UL11_08_VFD1 | SI1 | UL11_08_VFD1_SI1
UL11_08_VFD1 | SI2 | UL11_08_VFD1_SI2
UL11_08_VFD1 | SI3 | UL11_08_VFD1_SI3
UL11_08_VFD1 | SO0 | UL11_08_VFD1_SO0
UL11_09_VFD1 | I0 | UL11_09_VFD1_I0 | UL11_9_VFD1_DISC | ul-1
UL11_09_VFD1 | I1 | UL11_09_VFD1_I1 | UL11_9_ENC1 | ul_1
UL11_09_VFD1 | I2 | UL11_09_VFD1_I2 | UL11_9_TPE1
UL11_09_VFD1 | I3 | UL11_09_VFD1_I3 | UL11_9_TPE2
UL11_09_VFD1 | IO0 | UL11_09_VFD1_IO0 | UL11_9_BCN1_A
UL11_09_VFD1 | IO1 | UL11_09_VFD1_IO1 | UL11_9_BCN1_R
UL11_09_VFD1 | SI0 | UL11_09_VFD1_SI0 | UL11_9_EPC1
UL11_09_VFD1 | SI1 | UL11_09_VFD1_SI1 | UL11_9_EPC1_2
UL11_09_VFD1 | SI2 | UL11_09_VFD1_SI2 | UL11_9_EPC2
UL11_09_VFD1 | SI3 | UL11_09_VFD1_SI3 | UL11_9_EPC2_2
UL11_09_VFD1 | SO0 | UL11_09_VFD1_SO0 | UL11_9_BCN2_R
UL11_10A_VFD1 | I0 | UL11_10A_VFD1_I0 | UL11_10A_VFD1_DISC |  |  | UL11-10 VFD IS REMOVED FROM SYSTEM, THEREFORE UL11A BECOMES UL10A, UL11B BECOMES 10B, UL12 BECOMES UL11 SO ON AND SO FORTH.
UL11_10A_VFD1 | I1 | UL11_10A_VFD1_I1 | UL11_9_TPE4
UL11_10A_VFD1 | I2 | UL11_10A_VFD1_I2 | UL11_9_TPE5
UL11_10A_VFD1 | I3 | UL11_10A_VFD1_I3
UL11_10A_VFD1 | IO0 | UL11_10A_VFD1_IO0 | UL11_9_S1_PB
UL11_10A_VFD1 | IO1 | UL11_10A_VFD1_IO1 | UL11_9_S1_PB_LT
UL11_10A_VFD1 | SI0 | UL11_10A_VFD1_SI0
UL11_10A_VFD1 | SI1 | UL11_10A_VFD1_SI1
UL11_10A_VFD1 | SI2 | UL11_10A_VFD1_SI2
UL11_10A_VFD1 | SI3 | UL11_10A_VFD1_SI3
UL11_10A_VFD1 | SO0 | UL11_10A_VFD1_SO0
UL11_10B_VFD1 | I0 | UL11_10B_VFD1_I0 | UL11_10B_VFD1_DISC
UL11_10B_VFD1 | I1 | UL11_10B_VFD1_I1
UL11_10B_VFD1 | I2 | UL11_10B_VFD1_I2
UL11_10B_VFD1 | I3 | UL11_10B_VFD1_I3
UL11_10B_VFD1 | IO0 | UL11_10B_VFD1_IO0 | UL11_9_JR1_PB
UL11_10B_VFD1 | IO1 | UL11_10B_VFD1_IO1 | UL11_9_JR1_PB_LT
UL11_10B_VFD1 | SI0 | UL11_10B_VFD1_SI0
UL11_10B_VFD1 | SI1 | UL11_10B_VFD1_SI1
UL11_10B_VFD1 | SI2 | UL11_10B_VFD1_SI2
UL11_10B_VFD1 | SI3 | UL11_10B_VFD1_SI3
UL11_10B_VFD1 | SO0 | UL11_10B_VFD1_SO0
UL11_11_VFD1 | I0 | UL11_11_VFD1_I0 | UL11_11_VFD1_DISC
UL11_11_VFD1 | I1 | UL11_11_VFD1_I1 | UL11_11_ENC1
UL11_11_VFD1 | I2 | UL11_11_VFD1_I2 | UL11_11_TPE1
UL11_11_VFD1 | I3 | UL11_11_VFD1_I3 | UL11_11_TPE2
UL11_11_VFD1 | IO0 | UL11_11_VFD1_IO0 | UL11_9_S2_PB
UL11_11_VFD1 | IO1 | UL11_11_VFD1_IO1 | UL11_9_S2_PB_LT
UL11_11_VFD1 | SI0 | UL11_11_VFD1_SI0
UL11_11_VFD1 | SI1 | UL11_11_VFD1_SI1
UL11_11_VFD1 | SI2 | UL11_11_VFD1_SI2
UL11_11_VFD1 | SI3 | UL11_11_VFD1_SI3
UL11_11_VFD1 | SO0 | UL11_11_VFD1_SO0
UL11_12_VFD1 | I0 | UL11_12_VFD1_I0 | UL11_12_VFD1_DISC
UL11_12_VFD1 | I1 | UL11_12_VFD1_I1 | UL11_12_ENC1
UL11_12_VFD1 | I2 | UL11_12_VFD1_I2 | UL11_12_TPE1
UL11_12_VFD1 | I3 | UL11_12_VFD1_I3
UL11_12_VFD1 | IO0 | UL11_12_VFD1_IO0
UL11_12_VFD1 | IO1 | UL11_12_VFD1_IO1
UL11_12_VFD1 | SI0 | UL11_12_VFD1_SI0
UL11_12_VFD1 | SI1 | UL11_12_VFD1_SI1
UL11_12_VFD1 | SI2 | UL11_12_VFD1_SI2
UL11_12_VFD1 | SI3 | UL11_12_VFD1_SI3
UL11_12_VFD1 | SO0 | UL11_12_VFD1_SO0
UL11_13_VFD1 | I0 | UL11_13_VFD1_I0 | UL11_13_VFD1_DISC
UL11_13_VFD1 | I1 | UL11_13_VFD1_I1
UL11_13_VFD1 | I2 | UL11_13_VFD1_I2
UL11_13_VFD1 | I3 | UL11_13_VFD1_I3
UL11_13_VFD1 | IO0 | UL11_13_VFD1_IO0
UL11_13_VFD1 | IO1 | UL11_13_VFD1_IO1
UL11_13_VFD1 | SI0 | UL11_13_VFD1_SI0
UL11_13_VFD1 | SI1 | UL11_13_VFD1_SI1
UL11_13_VFD1 | SI2 | UL11_13_VFD1_SI2
UL11_13_VFD1 | SI3 | UL11_13_VFD1_SI3
UL11_13_VFD1 | SO0 | UL11_13_VFD1_SO0
UL11_13_VFD1 | ENC1 | UL11_13_VFD1_ENC1 | UL11_13_ENC1 | 2025-06-06
UL12_03_FIO1 | IO00 | UL12_03_FIO1_IO00 | UL12_3_BCN1_R
UL12_03_FIO1 | IO01 | UL12_03_FIO1_IO01
UL12_03_FIO1 | IO02 | UL12_03_FIO1_IO02 | UL12_3_BCN2_R
UL12_03_FIO1 | IO03 | UL12_03_FIO1_IO03
UL12_03_FIO1 | IO04 | UL12_03_FIO1_IO04 | UL12_3_LPE1
UL12_03_FIO1 | IO05 | UL12_03_FIO1_IO05
UL12_03_FIO1 | IO06 | UL12_03_FIO1_IO06 | UL12_3_LPE2
UL12_03_FIO1 | IO07 | UL12_03_FIO1_IO07
UL12_03_FIO1 | IO08 | UL12_03_FIO1_IO08 | UL12_3_S1_PB
UL12_03_FIO1 | IO09 | UL12_03_FIO1_IO09 | UL12_3_S1_PB_LT
UL12_03_FIO1 | IO10 | UL12_03_FIO1_IO10 | UL12_3_S2_PB
UL12_03_FIO1 | IO11 | UL12_03_FIO1_IO11 | UL12_3_S2_PB_LT
UL12_03_FIO1 | IO12 | UL12_03_FIO1_IO12
UL12_03_FIO1 | IO13 | UL12_03_FIO1_IO13
UL12_03_FIO1 | IO14 | UL12_03_FIO1_IO14
UL12_03_FIO1 | IO15 | UL12_03_FIO1_IO15
UL12_03_VFD1 | I0 | UL12_03_VFD1_I0 | UL12_3_VFD1_DISC
UL12_03_VFD1 | I1 | UL12_03_VFD1_I1 | UL12_3_ENC1
UL12_03_VFD1 | I2 | UL12_03_VFD1_I2 | UL12_3_TPE1
UL12_03_VFD1 | I3 | UL12_03_VFD1_I3 | UL12_3_TPE2
UL12_03_VFD1 | IO0 | UL12_03_VFD1_IO0
UL12_03_VFD1 | IO1 | UL12_03_VFD1_IO1
UL12_03_VFD1 | SI0 | UL12_03_VFD1_SI0 | UL12_3_EPC1
UL12_03_VFD1 | SI1 | UL12_03_VFD1_SI1 | UL12_3_EPC1_2
UL12_03_VFD1 | SI2 | UL12_03_VFD1_SI2 | UL12_3_EPC2
UL12_03_VFD1 | SI3 | UL12_03_VFD1_SI3 | UL12_3_EPC2_2
UL12_03_VFD1 | SO0 | UL12_03_VFD1_SO0
UL12_04_VFD1 | I0 | UL12_04_VFD1_I0 | UL12_4_VFD1_DISC
UL12_04_VFD1 | I1 | UL12_04_VFD1_I1 | UL12_4_ENC1
UL12_04_VFD1 | I2 | UL12_04_VFD1_I2 | UL12_4_TPE1
UL12_04_VFD1 | I3 | UL12_04_VFD1_I3
UL12_04_VFD1 | IO0 | UL12_04_VFD1_IO0 | UL12_4_BCN1_R
UL12_04_VFD1 | IO1 | UL12_04_VFD1_IO1 | UL12_4_BCN2_R
UL12_04_VFD1 | SI0 | UL12_04_VFD1_SI0 | UL12_4_EPC1
UL12_04_VFD1 | SI1 | UL12_04_VFD1_SI1 | UL12_4_EPC1_2
UL12_04_VFD1 | SI2 | UL12_04_VFD1_SI2 | UL12_4_EPC2
UL12_04_VFD1 | SI3 | UL12_04_VFD1_SI3 | UL12_4_EPC2_2
UL12_04_VFD1 | SO0 | UL12_04_VFD1_SO0
UL12_05_VFD1 | I0 | UL12_05_VFD1_I0 | UL12_5_VFD1_DISC
UL12_05_VFD1 | I1 | UL12_05_VFD1_I1 | UL12_5_ENC1
UL12_05_VFD1 | I2 | UL12_05_VFD1_I2
UL12_05_VFD1 | I3 | UL12_05_VFD1_I3
UL12_05_VFD1 | IO0 | UL12_05_VFD1_IO0 | UL12_4_S1_PB
UL12_05_VFD1 | IO1 | UL12_05_VFD1_IO1 | UL12_4_S1_PB_LT
UL12_05_VFD1 | SI0 | UL12_05_VFD1_SI0
UL12_05_VFD1 | SI1 | UL12_05_VFD1_SI1
UL12_05_VFD1 | SI2 | UL12_05_VFD1_SI2
UL12_05_VFD1 | SI3 | UL12_05_VFD1_SI3
UL12_05_VFD1 | SO0 | UL12_05_VFD1_SO0
UL12_06_VFD1 | I0 | UL12_06_VFD1_I0 | UL12_6_VFD1_DISC
UL12_06_VFD1 | I1 | UL12_06_VFD1_I1 | UL12_6_ENC1
UL12_06_VFD1 | I2 | UL12_06_VFD1_I2 | UL12_6_TPE1
UL12_06_VFD1 | I3 | UL12_06_VFD1_I3 | UL12_6_TPE2
UL12_06_VFD1 | IO0 | UL12_06_VFD1_IO0 | UL12_4_S2_PB
UL12_06_VFD1 | IO1 | UL12_06_VFD1_IO1 | UL12_4_S2_PB_LT
UL12_06_VFD1 | SI0 | UL12_06_VFD1_SI0
UL12_06_VFD1 | SI1 | UL12_06_VFD1_SI1
UL12_06_VFD1 | SI2 | UL12_06_VFD1_SI2
UL12_06_VFD1 | SI3 | UL12_06_VFD1_SI3
UL12_06_VFD1 | SO0 | UL12_06_VFD1_SO0
UL12_07_VFD1 | I0 | UL12_07_VFD1_I0 | UL12_7_VFD1_DISC
UL12_07_VFD1 | I1 | UL12_07_VFD1_I1 | UL12_7_ENC1
UL12_07_VFD1 | I2 | UL12_07_VFD1_I2 | UL12_7_TPE1
UL12_07_VFD1 | I3 | UL12_07_VFD1_I3
UL12_07_VFD1 | IO0 | UL12_07_VFD1_IO0
UL12_07_VFD1 | IO1 | UL12_07_VFD1_IO1
UL12_07_VFD1 | SI0 | UL12_07_VFD1_SI0
UL12_07_VFD1 | SI1 | UL12_07_VFD1_SI1
UL12_07_VFD1 | SI2 | UL12_07_VFD1_SI2
UL12_07_VFD1 | SI3 | UL12_07_VFD1_SI3
UL12_07_VFD1 | SO0 | UL12_07_VFD1_SO0
UL12_08_VFD1 | I0 | UL12_08_VFD1_I0 | UL12_8_VFD1_DISC
UL12_08_VFD1 | I1 | UL12_08_VFD1_I1 | UL12_8_ENC1
UL12_08_VFD1 | I2 | UL12_08_VFD1_I2 | UL12_8_TPE1
UL12_08_VFD1 | I3 | UL12_08_VFD1_I3
UL12_08_VFD1 | IO0 | UL12_08_VFD1_IO0
UL12_08_VFD1 | IO1 | UL12_08_VFD1_IO1
UL12_08_VFD1 | SI0 | UL12_08_VFD1_SI0
UL12_08_VFD1 | SI1 | UL12_08_VFD1_SI1
UL12_08_VFD1 | SI2 | UL12_08_VFD1_SI2
UL12_08_VFD1 | SI3 | UL12_08_VFD1_SI3
UL12_08_VFD1 | SO0 | UL12_08_VFD1_SO0
UL12_09_VFD1 | I0 | UL12_09_VFD1_I0 | UL12_9_VFD1_DISC
UL12_09_VFD1 | I1 | UL12_09_VFD1_I1 | UL12_9_ENC1
UL12_09_VFD1 | I2 | UL12_09_VFD1_I2 | UL12_9_TPE1
UL12_09_VFD1 | I3 | UL12_09_VFD1_I3
UL12_09_VFD1 | IO0 | UL12_09_VFD1_IO0
UL12_09_VFD1 | IO1 | UL12_09_VFD1_IO1
UL12_09_VFD1 | SI0 | UL12_09_VFD1_SI0
UL12_09_VFD1 | SI1 | UL12_09_VFD1_SI1
UL12_09_VFD1 | SI2 | UL12_09_VFD1_SI2
UL12_09_VFD1 | SI3 | UL12_09_VFD1_SI3
UL12_09_VFD1 | SO0 | UL12_09_VFD1_SO0
UL12_10_VFD1 | I0 | UL12_10_VFD1_I0 | UL12_10_VFD1_DISC
UL12_10_VFD1 | I1 | UL12_10_VFD1_I1
UL12_10_VFD1 | I2 | UL12_10_VFD1_I2
UL12_10_VFD1 | I3 | UL12_10_VFD1_I3
UL12_10_VFD1 | IO0 | UL12_10_VFD1_IO0
UL12_10_VFD1 | IO1 | UL12_10_VFD1_IO1
UL12_10_VFD1 | SI0 | UL12_10_VFD1_SI0
UL12_10_VFD1 | SI1 | UL12_10_VFD1_SI1
UL12_10_VFD1 | SI2 | UL12_10_VFD1_SI2
UL12_10_VFD1 | SI3 | UL12_10_VFD1_SI3
UL12_10_VFD1 | SO0 | UL12_10_VFD1_SO0
UL2_03_FIO1 | IO00 | UL2_03_FIO1_IO00 | UL2_3_BCN1_R
UL2_03_FIO1 | IO01 | UL2_03_FIO1_IO01
UL2_03_FIO1 | IO02 | UL2_03_FIO1_IO02 | UL2_3_BCN2_R
UL2_03_FIO1 | IO03 | UL2_03_FIO1_IO03
UL2_03_FIO1 | IO04 | UL2_03_FIO1_IO04 | UL2_3_LPE1
UL2_03_FIO1 | IO05 | UL2_03_FIO1_IO05
UL2_03_FIO1 | IO06 | UL2_03_FIO1_IO06 | UL2_3_LPE2
UL2_03_FIO1 | IO07 | UL2_03_FIO1_IO07
UL2_03_FIO1 | IO08 | UL2_03_FIO1_IO08 | UL2_3_S1_PB
UL2_03_FIO1 | IO09 | UL2_03_FIO1_IO09 | UL2_3_S1_PB_LT
UL2_03_FIO1 | IO10 | UL2_03_FIO1_IO10 | UL2_3_S2_PB
UL2_03_FIO1 | IO11 | UL2_03_FIO1_IO11 | UL2_3_S2_PB_LT
UL2_03_FIO1 | IO12 | UL2_03_FIO1_IO12
UL2_03_FIO1 | IO13 | UL2_03_FIO1_IO13
UL2_03_FIO1 | IO14 | UL2_03_FIO1_IO14
UL2_03_FIO1 | IO15 | UL2_03_FIO1_IO15
UL2_03_VFD1 | I0 | UL2_03_VFD1_I0 | UL2_3_VFD1_DISC
UL2_03_VFD1 | I1 | UL2_03_VFD1_I1 | UL2_3_ENC1
UL2_03_VFD1 | I2 | UL2_03_VFD1_I2 | UL2_3_TPE1
UL2_03_VFD1 | I3 | UL2_03_VFD1_I3 | UL2_3_TPE2
UL2_03_VFD1 | IO0 | UL2_03_VFD1_IO0
UL2_03_VFD1 | IO1 | UL2_03_VFD1_IO1
UL2_03_VFD1 | SI0 | UL2_03_VFD1_SI0 | UL2_3_EPC1
UL2_03_VFD1 | SI1 | UL2_03_VFD1_SI1 | UL2_3_EPC1_2
UL2_03_VFD1 | SI2 | UL2_03_VFD1_SI2 | UL2_3_EPC2
UL2_03_VFD1 | SI3 | UL2_03_VFD1_SI3 | UL2_3_EPC2_2
UL2_03_VFD1 | SO0 | UL2_03_VFD1_SO0
UL2_04_VFD1 | I0 | UL2_04_VFD1_I0 | UL2_4_VFD1_DISC
UL2_04_VFD1 | I1 | UL2_04_VFD1_I1 | UL2_4_ENC1
UL2_04_VFD1 | I2 | UL2_04_VFD1_I2 | UL2_4_TPE1
UL2_04_VFD1 | I3 | UL2_04_VFD1_I3
UL2_04_VFD1 | IO0 | UL2_04_VFD1_IO0 | UL2_4_BCN1_R
UL2_04_VFD1 | IO1 | UL2_04_VFD1_IO1 | UL2_4_BCN2_R
UL2_04_VFD1 | SI0 | UL2_04_VFD1_SI0 | UL2_4_EPC1
UL2_04_VFD1 | SI1 | UL2_04_VFD1_SI1 | UL2_4_EPC1_2
UL2_04_VFD1 | SI2 | UL2_04_VFD1_SI2 | UL2_4_EPC2
UL2_04_VFD1 | SI3 | UL2_04_VFD1_SI3 | UL2_4_EPC2_2
UL2_04_VFD1 | SO0 | UL2_04_VFD1_SO0
UL2_05_VFD1 | I0 | UL2_05_VFD1_I0 | UL2_5_VFD1_DISC
UL2_05_VFD1 | I1 | UL2_05_VFD1_I1 | UL2_5_ENC1
UL2_05_VFD1 | I2 | UL2_05_VFD1_I2
UL2_05_VFD1 | I3 | UL2_05_VFD1_I3
UL2_05_VFD1 | IO0 | UL2_05_VFD1_IO0 | UL2_4_S1_PB
UL2_05_VFD1 | IO1 | UL2_05_VFD1_IO1 | UL2_4_S1_PB_LT
UL2_05_VFD1 | SI0 | UL2_05_VFD1_SI0
UL2_05_VFD1 | SI1 | UL2_05_VFD1_SI1
UL2_05_VFD1 | SI2 | UL2_05_VFD1_SI2
UL2_05_VFD1 | SI3 | UL2_05_VFD1_SI3
UL2_05_VFD1 | SO0 | UL2_05_VFD1_SO0
UL2_06_VFD1 | I0 | UL2_06_VFD1_I0 | UL2_6_VFD1_DISC
UL2_06_VFD1 | I1 | UL2_06_VFD1_I1 | UL2_6_ENC1
UL2_06_VFD1 | I2 | UL2_06_VFD1_I2 | UL2_6_TPE1
UL2_06_VFD1 | I3 | UL2_06_VFD1_I3 | UL2_6_TPE2
UL2_06_VFD1 | IO0 | UL2_06_VFD1_IO0 | UL2_4_S2_PB
UL2_06_VFD1 | IO1 | UL2_06_VFD1_IO1 | UL2_4_S2_PB_LT
UL2_06_VFD1 | SI0 | UL2_06_VFD1_SI0
UL2_06_VFD1 | SI1 | UL2_06_VFD1_SI1
UL2_06_VFD1 | SI2 | UL2_06_VFD1_SI2
UL2_06_VFD1 | SI3 | UL2_06_VFD1_SI3
UL2_06_VFD1 | SO0 | UL2_06_VFD1_SO0
UL2_07_VFD1 | I0 | UL2_07_VFD1_I0 | UL2_7_VFD1_DISC
UL2_07_VFD1 | I1 | UL2_07_VFD1_I1 | UL2_7_ENC1
UL2_07_VFD1 | I2 | UL2_07_VFD1_I2 | UL2_7_TPE1
UL2_07_VFD1 | I3 | UL2_07_VFD1_I3
UL2_07_VFD1 | IO0 | UL2_07_VFD1_IO0
UL2_07_VFD1 | IO1 | UL2_07_VFD1_IO1
UL2_07_VFD1 | SI0 | UL2_07_VFD1_SI0
UL2_07_VFD1 | SI1 | UL2_07_VFD1_SI1
UL2_07_VFD1 | SI2 | UL2_07_VFD1_SI2
UL2_07_VFD1 | SI3 | UL2_07_VFD1_SI3
UL2_07_VFD1 | SO0 | UL2_07_VFD1_SO0
UL2_08_VFD1 | I0 | UL2_08_VFD1_I0 | UL2_8_VFD1_DISC
UL2_08_VFD1 | I1 | UL2_08_VFD1_I1 | UL2_8_ENC1
UL2_08_VFD1 | I2 | UL2_08_VFD1_I2 | UL2_8_TPE1
UL2_08_VFD1 | I3 | UL2_08_VFD1_I3
UL2_08_VFD1 | IO0 | UL2_08_VFD1_IO0
UL2_08_VFD1 | IO1 | UL2_08_VFD1_IO1
UL2_08_VFD1 | SI0 | UL2_08_VFD1_SI0
UL2_08_VFD1 | SI1 | UL2_08_VFD1_SI1
UL2_08_VFD1 | SI2 | UL2_08_VFD1_SI2
UL2_08_VFD1 | SI3 | UL2_08_VFD1_SI3
UL2_08_VFD1 | SO0 | UL2_08_VFD1_SO0
UL2_09_VFD1 | I0 | UL2_09_VFD1_I0 | UL2_9_VFD1_DISC
UL2_09_VFD1 | I1 | UL2_09_VFD1_I1 | UL2_9_ENC1
UL2_09_VFD1 | I2 | UL2_09_VFD1_I2 | UL2_9_TPE1
UL2_09_VFD1 | I3 | UL2_09_VFD1_I3
UL2_09_VFD1 | IO0 | UL2_09_VFD1_IO0
UL2_09_VFD1 | IO1 | UL2_09_VFD1_IO1
UL2_09_VFD1 | SI0 | UL2_09_VFD1_SI0
UL2_09_VFD1 | SI1 | UL2_09_VFD1_SI1
UL2_09_VFD1 | SI2 | UL2_09_VFD1_SI2
UL2_09_VFD1 | SI3 | UL2_09_VFD1_SI3
UL2_09_VFD1 | SO0 | UL2_09_VFD1_SO0
UL2_10_VFD1 | I0 | UL2_10_VFD1_I0 | UL2_10_VFD1_DISC
UL2_10_VFD1 | I1 | UL2_10_VFD1_I1
UL2_10_VFD1 | I2 | UL2_10_VFD1_I2
UL2_10_VFD1 | I3 | UL2_10_VFD1_I3
UL2_10_VFD1 | IO0 | UL2_10_VFD1_IO0
UL2_10_VFD1 | IO1 | UL2_10_VFD1_IO1
UL2_10_VFD1 | SI0 | UL2_10_VFD1_SI0
UL2_10_VFD1 | SI1 | UL2_10_VFD1_SI1
UL2_10_VFD1 | SI2 | UL2_10_VFD1_SI2
UL2_10_VFD1 | SI3 | UL2_10_VFD1_SI3
UL2_10_VFD1 | SO0 | UL2_10_VFD1_SO0
UL3_01_VFD1 | I0 | UL3_01_VFD1_I0 | UL3_1_VFD1_DISC
UL3_01_VFD1 | I1 | UL3_01_VFD1_I1
UL3_01_VFD1 | I2 | UL3_01_VFD1_I2 | UL3_1_TPE1
UL3_01_VFD1 | I3 | UL3_01_VFD1_I3
UL3_01_VFD1 | IO0 | UL3_01_VFD1_IO0
UL3_01_VFD1 | IO1 | UL3_01_VFD1_IO1
UL3_01_VFD1 | SI0 | UL3_01_VFD1_SI0 | UL3_1_EPC1
UL3_01_VFD1 | SI1 | UL3_01_VFD1_SI1 | UL3_1_EPC1_2
UL3_01_VFD1 | SI2 | UL3_01_VFD1_SI2 | UL3_1_EPC2
UL3_01_VFD1 | SI3 | UL3_01_VFD1_SI3 | UL3_1_EPC2_2
UL3_01_VFD1 | SO0 | UL3_01_VFD1_SO0
UL3_02_FIO1 | IO00 | UL3_02_FIO1_IO00 | UL3_1_BCN1_R
UL3_02_FIO1 | IO01 | UL3_02_FIO1_IO01 | UL3_1_BCN2_R
UL3_02_FIO1 | IO02 | UL3_02_FIO1_IO02 | UL3_1_SS1_SPB
UL3_02_FIO1 | IO03 | UL3_02_FIO1_IO03 | UL3_1_SS1_STPB
UL3_02_FIO1 | IO04 | UL3_02_FIO1_IO04 | UL3_1_SS1_STPB_LT
UL3_02_FIO1 | IO05 | UL3_02_FIO1_IO05
UL3_02_FIO1 | IO06 | UL3_02_FIO1_IO06 | UL3_2_LPE1
UL3_02_FIO1 | IO07 | UL3_02_FIO1_IO07
UL3_02_FIO1 | IO08 | UL3_02_FIO1_IO08 | UL3_2_LPE2
UL3_02_FIO1 | IO09 | UL3_02_FIO1_IO09
UL3_02_FIO1 | IO10 | UL3_02_FIO1_IO10 | UL3_2_BCN1_R
UL3_02_FIO1 | IO11 | UL3_02_FIO1_IO11 | UL3_2_BCN2_R
UL3_02_FIO1 | IO12 | UL3_02_FIO1_IO12 | UL3_2_S1_PB
UL3_02_FIO1 | IO13 | UL3_02_FIO1_IO13 | UL3_2_S1_PB_LT
UL3_02_FIO1 | IO14 | UL3_02_FIO1_IO14 | UL3_2_S2_PB
UL3_02_FIO1 | IO15 | UL3_02_FIO1_IO15 | UL3_2_S2_PB_LT
UL3_02_VFD1 | I0 | UL3_02_VFD1_I0 | UL3_2_VFD1_DISC
UL3_02_VFD1 | I1 | UL3_02_VFD1_I1 | UL3_2_ENC1
UL3_02_VFD1 | I2 | UL3_02_VFD1_I2 | UL3_2_TPE1
UL3_02_VFD1 | I3 | UL3_02_VFD1_I3 | UL3_2_TPE2
UL3_02_VFD1 | IO0 | UL3_02_VFD1_IO0
UL3_02_VFD1 | IO1 | UL3_02_VFD1_IO1
UL3_02_VFD1 | SI0 | UL3_02_VFD1_SI0 | UL3_2_EPC1
UL3_02_VFD1 | SI1 | UL3_02_VFD1_SI1 | UL3_2_EPC1_2
UL3_02_VFD1 | SI2 | UL3_02_VFD1_SI2 | UL3_2_EPC2
UL3_02_VFD1 | SI3 | UL3_02_VFD1_SI3 | UL3_2_EPC2_2
UL3_02_VFD1 | SO0 | UL3_02_VFD1_SO0
UL3_03_VFD1 | I0 | UL3_03_VFD1_I0 | UL3_3_VFD1_DISC
UL3_03_VFD1 | I1 | UL3_03_VFD1_I1 | UL3_3_ENC1
UL3_03_VFD1 | I2 | UL3_03_VFD1_I2
UL3_03_VFD1 | I3 | UL3_03_VFD1_I3
UL3_03_VFD1 | IO0 | UL3_03_VFD1_IO0
UL3_03_VFD1 | IO1 | UL3_03_VFD1_IO1
UL3_03_VFD1 | SI0 | UL3_03_VFD1_SI0
UL3_03_VFD1 | SI1 | UL3_03_VFD1_SI1
UL3_03_VFD1 | SI2 | UL3_03_VFD1_SI2
UL3_03_VFD1 | SI3 | UL3_03_VFD1_SI3
UL3_03_VFD1 | SO0 | UL3_03_VFD1_SO0
UL3_04_VFD1 | I0 | UL3_04_VFD1_I0 | UL3_4_VFD1_DISC
UL3_04_VFD1 | I1 | UL3_04_VFD1_I1 | UL3_4_ENC1
UL3_04_VFD1 | I2 | UL3_04_VFD1_I2 | UL3_4_TPE1
UL3_04_VFD1 | I3 | UL3_04_VFD1_I3 | UL3_4_TPE2
UL3_04_VFD1 | IO0 | UL3_04_VFD1_IO0
UL3_04_VFD1 | IO1 | UL3_04_VFD1_IO1
UL3_04_VFD1 | SI0 | UL3_04_VFD1_SI0
UL3_04_VFD1 | SI1 | UL3_04_VFD1_SI1
UL3_04_VFD1 | SI2 | UL3_04_VFD1_SI2
UL3_04_VFD1 | SI3 | UL3_04_VFD1_SI3
UL3_04_VFD1 | SO0 | UL3_04_VFD1_SO0
UL3_05_VFD1 | I0 | UL3_05_VFD1_I0 | UL3_5_VFD1_DISC
UL3_05_VFD1 | I1 | UL3_05_VFD1_I1 | UL3_5_ENC1
UL3_05_VFD1 | I2 | UL3_05_VFD1_I2 | UL3_5_TPE1
UL3_05_VFD1 | I3 | UL3_05_VFD1_I3
UL3_05_VFD1 | IO0 | UL3_05_VFD1_IO0
UL3_05_VFD1 | IO1 | UL3_05_VFD1_IO1
UL3_05_VFD1 | SI0 | UL3_05_VFD1_SI0
UL3_05_VFD1 | SI1 | UL3_05_VFD1_SI1
UL3_05_VFD1 | SI2 | UL3_05_VFD1_SI2
UL3_05_VFD1 | SI3 | UL3_05_VFD1_SI3
UL3_05_VFD1 | SO0 | UL3_05_VFD1_SO0
UL3_06_VFD1 | I0 | UL3_06_VFD1_I0 | UL3_6_VFD1_DISC
UL3_06_VFD1 | I1 | UL3_06_VFD1_I1 | UL3_6_ENC1
UL3_06_VFD1 | I2 | UL3_06_VFD1_I2 | UL3_6_TPE1
UL3_06_VFD1 | I3 | UL3_06_VFD1_I3
UL3_06_VFD1 | IO0 | UL3_06_VFD1_IO0
UL3_06_VFD1 | IO1 | UL3_06_VFD1_IO1
UL3_06_VFD1 | SI0 | UL3_06_VFD1_SI0
UL3_06_VFD1 | SI1 | UL3_06_VFD1_SI1
UL3_06_VFD1 | SI2 | UL3_06_VFD1_SI2
UL3_06_VFD1 | SI3 | UL3_06_VFD1_SI3
UL3_06_VFD1 | SO0 | UL3_06_VFD1_SO0
UL3_07_VFD1 | I0 | UL3_07_VFD1_I0 | UL3_7_VFD1_DISC
UL3_07_VFD1 | I1 | UL3_07_VFD1_I1 | UL3_7_ENC1
UL3_07_VFD1 | I2 | UL3_07_VFD1_I2 | UL3_7_TPE1
UL3_07_VFD1 | I3 | UL3_07_VFD1_I3
UL3_07_VFD1 | IO0 | UL3_07_VFD1_IO0
UL3_07_VFD1 | IO1 | UL3_07_VFD1_IO1
UL3_07_VFD1 | SI0 | UL3_07_VFD1_SI0
UL3_07_VFD1 | SI1 | UL3_07_VFD1_SI1
UL3_07_VFD1 | SI2 | UL3_07_VFD1_SI2
UL3_07_VFD1 | SI3 | UL3_07_VFD1_SI3
UL3_07_VFD1 | SO0 | UL3_07_VFD1_SO0
UL3_08_VFD1 | I0 | UL3_08_VFD1_I0 | UL3_8_VFD1_DISC
UL3_08_VFD1 | I1 | UL3_08_VFD1_I1 | UL3_8_ENC1
UL3_08_VFD1 | I2 | UL3_08_VFD1_I2 | UL3_8_TPE1
UL3_08_VFD1 | I3 | UL3_08_VFD1_I3
UL3_08_VFD1 | IO0 | UL3_08_VFD1_IO0
UL3_08_VFD1 | IO1 | UL3_08_VFD1_IO1
UL3_08_VFD1 | SI0 | UL3_08_VFD1_SI0
UL3_08_VFD1 | SI1 | UL3_08_VFD1_SI1
UL3_08_VFD1 | SI2 | UL3_08_VFD1_SI2
UL3_08_VFD1 | SI3 | UL3_08_VFD1_SI3
UL3_08_VFD1 | SO0 | UL3_08_VFD1_SO0
UL3_09_VFD1 | I0 | UL3_09_VFD1_I0 | UL3_9_VFD1_DISC
UL3_09_VFD1 | I1 | UL3_09_VFD1_I1
UL3_09_VFD1 | I2 | UL3_09_VFD1_I2
UL3_09_VFD1 | I3 | UL3_09_VFD1_I3
UL3_09_VFD1 | IO0 | UL3_09_VFD1_IO0
UL3_09_VFD1 | IO1 | UL3_09_VFD1_IO1
UL3_09_VFD1 | SI0 | UL3_09_VFD1_SI0
UL3_09_VFD1 | SI1 | UL3_09_VFD1_SI1
UL3_09_VFD1 | SI2 | UL3_09_VFD1_SI2
UL3_09_VFD1 | SI3 | UL3_09_VFD1_SI3
UL3_09_VFD1 | SO0 | UL3_09_VFD1_SO0
UL4_03_FIO1 | IO00 | UL4_03_FIO1_IO00 | UL4_3_BCN1_R
UL4_03_FIO1 | IO01 | UL4_03_FIO1_IO01
UL4_03_FIO1 | IO02 | UL4_03_FIO1_IO02 | UL4_3_BCN2_R
UL4_03_FIO1 | IO03 | UL4_03_FIO1_IO03
UL4_03_FIO1 | IO04 | UL4_03_FIO1_IO04 | UL4_3_LPE1
UL4_03_FIO1 | IO05 | UL4_03_FIO1_IO05
UL4_03_FIO1 | IO06 | UL4_03_FIO1_IO06 | UL4_3_LPE2
UL4_03_FIO1 | IO07 | UL4_03_FIO1_IO07
UL4_03_FIO1 | IO08 | UL4_03_FIO1_IO08 | UL4_3_S1_PB
UL4_03_FIO1 | IO09 | UL4_03_FIO1_IO09 | UL4_3_S1_PB_LT
UL4_03_FIO1 | IO10 | UL4_03_FIO1_IO10 | UL4_3_S2_PB
UL4_03_FIO1 | IO11 | UL4_03_FIO1_IO11 | UL4_3_S2_PB_LT
UL4_03_FIO1 | IO12 | UL4_03_FIO1_IO12
UL4_03_FIO1 | IO13 | UL4_03_FIO1_IO13
UL4_03_FIO1 | IO14 | UL4_03_FIO1_IO14
UL4_03_FIO1 | IO15 | UL4_03_FIO1_IO15
UL4_03_VFD1 | I0 | UL4_03_VFD1_I0 | UL4_3_VFD1_DISC
UL4_03_VFD1 | I1 | UL4_03_VFD1_I1 | UL4_3_ENC1
UL4_03_VFD1 | I2 | UL4_03_VFD1_I2 | UL4_3_TPE1
UL4_03_VFD1 | I3 | UL4_03_VFD1_I3 | UL4_3_TPE2
UL4_03_VFD1 | IO0 | UL4_03_VFD1_IO0
UL4_03_VFD1 | IO1 | UL4_03_VFD1_IO1
UL4_03_VFD1 | SI0 | UL4_03_VFD1_SI0 | UL4_3_EPC1
UL4_03_VFD1 | SI1 | UL4_03_VFD1_SI1 | UL4_3_EPC1_2
UL4_03_VFD1 | SI2 | UL4_03_VFD1_SI2 | UL4_3_EPC2
UL4_03_VFD1 | SI3 | UL4_03_VFD1_SI3 | UL4_3_EPC2_2
UL4_03_VFD1 | SO0 | UL4_03_VFD1_SO0
UL4_04_VFD1 | I0 | UL4_04_VFD1_I0 | UL4_4_VFD1_DISC
UL4_04_VFD1 | I1 | UL4_04_VFD1_I1 | UL4_4_ENC1
UL4_04_VFD1 | I2 | UL4_04_VFD1_I2 | UL4_4_TPE1
UL4_04_VFD1 | I3 | UL4_04_VFD1_I3
UL4_04_VFD1 | IO0 | UL4_04_VFD1_IO0 | UL4_4_BCN2_R | 2025-06-18
UL4_04_VFD1 | IO1 | UL4_04_VFD1_IO1 | UL4_4_BCN2_H
UL4_04_VFD1 | SI0 | UL4_04_VFD1_SI0 | UL4_4_EPC1
UL4_04_VFD1 | SI1 | UL4_04_VFD1_SI1 | UL4_4_EPC1_2
UL4_04_VFD1 | SI2 | UL4_04_VFD1_SI2 | UL4_4_EPC2
UL4_04_VFD1 | SI3 | UL4_04_VFD1_SI3 | UL4_4_EPC2_2
UL4_04_VFD1 | SO0 | UL4_04_VFD1_SO0 | UL4_4_BCN1_R | 2025-06-18
UL4_05_VFD1 | I0 | UL4_05_VFD1_I0 | UL4_5_VFD1_DISC
UL4_05_VFD1 | I1 | UL4_05_VFD1_I1 | UL4_5_ENC1
UL4_05_VFD1 | I2 | UL4_05_VFD1_I2 | UL4_5_TPE1
UL4_05_VFD1 | I3 | UL4_05_VFD1_I3
UL4_05_VFD1 | IO0 | UL4_05_VFD1_IO0 | UL4_4_S1_PB
UL4_05_VFD1 | IO1 | UL4_05_VFD1_IO1 | UL4_4_S1_PB_LT
UL4_05_VFD1 | SI0 | UL4_05_VFD1_SI0
UL4_05_VFD1 | SI1 | UL4_05_VFD1_SI1
UL4_05_VFD1 | SI2 | UL4_05_VFD1_SI2
UL4_05_VFD1 | SI3 | UL4_05_VFD1_SI3
UL4_05_VFD1 | SO0 | UL4_05_VFD1_SO0
UL4_06_VFD1 | I0 | UL4_06_VFD1_I0 | UL4_6_VFD1_DISC
UL4_06_VFD1 | I1 | UL4_06_VFD1_I1 | UL4_6_ENC1
UL4_06_VFD1 | I2 | UL4_06_VFD1_I2 | UL4_6_TPE1
UL4_06_VFD1 | I3 | UL4_06_VFD1_I3
UL4_06_VFD1 | IO0 | UL4_06_VFD1_IO0 | UL4_4_S2_PB
UL4_06_VFD1 | IO1 | UL4_06_VFD1_IO1 | UL4_4_S2_PB_LT
UL4_06_VFD1 | SI0 | UL4_06_VFD1_SI0
UL4_06_VFD1 | SI1 | UL4_06_VFD1_SI1
UL4_06_VFD1 | SI2 | UL4_06_VFD1_SI2
UL4_06_VFD1 | SI3 | UL4_06_VFD1_SI3
UL4_06_VFD1 | SO0 | UL4_06_VFD1_SO0
UL4_07_VFD1 | I0 | UL4_07_VFD1_I0 | UL4_7_VFD1_DISC
UL4_07_VFD1 | I1 | UL4_07_VFD1_I1 | UL4_7_ENC1
UL4_07_VFD1 | I2 | UL4_07_VFD1_I2 | UL4_7_TPE1
UL4_07_VFD1 | I3 | UL4_07_VFD1_I3
UL4_07_VFD1 | IO0 | UL4_07_VFD1_IO0
UL4_07_VFD1 | IO1 | UL4_07_VFD1_IO1
UL4_07_VFD1 | SI0 | UL4_07_VFD1_SI0
UL4_07_VFD1 | SI1 | UL4_07_VFD1_SI1
UL4_07_VFD1 | SI2 | UL4_07_VFD1_SI2
UL4_07_VFD1 | SI3 | UL4_07_VFD1_SI3
UL4_07_VFD1 | SO0 | UL4_07_VFD1_SO0
UL4_08_VFD1 | I0 | UL4_08_VFD1_I0 | UL4_8_VFD1_DISC
UL4_08_VFD1 | I1 | UL4_08_VFD1_I1 | UL4_8_ENC1
UL4_08_VFD1 | I2 | UL4_08_VFD1_I2 | UL4_8_TPE1
UL4_08_VFD1 | I3 | UL4_08_VFD1_I3
UL4_08_VFD1 | IO0 | UL4_08_VFD1_IO0
UL4_08_VFD1 | IO1 | UL4_08_VFD1_IO1
UL4_08_VFD1 | SI0 | UL4_08_VFD1_SI0
UL4_08_VFD1 | SI1 | UL4_08_VFD1_SI1
UL4_08_VFD1 | SI2 | UL4_08_VFD1_SI2
UL4_08_VFD1 | SI3 | UL4_08_VFD1_SI3
UL4_08_VFD1 | SO0 | UL4_08_VFD1_SO0
UL4_09_VFD1 | I0 | UL4_09_VFD1_I0 | UL4_9_VFD1_DISC
UL4_09_VFD1 | I1 | UL4_09_VFD1_I1 | UL4_9_ENC1
UL4_09_VFD1 | I2 | UL4_09_VFD1_I2 | UL4_9_TPE1
UL4_09_VFD1 | I3 | UL4_09_VFD1_I3 | UL4_9_TPE2
UL4_09_VFD1 | IO0 | UL4_09_VFD1_IO0 | UL4_9_BCN1_A
UL4_09_VFD1 | IO1 | UL4_09_VFD1_IO1 | UL4_9_BCN1_R
UL4_09_VFD1 | SI0 | UL4_09_VFD1_SI0 | UL4_9_EPC1
UL4_09_VFD1 | SI1 | UL4_09_VFD1_SI1 | UL4_9_EPC1_2
UL4_09_VFD1 | SI2 | UL4_09_VFD1_SI2 | UL4_9_EPC2
UL4_09_VFD1 | SI3 | UL4_09_VFD1_SI3 | UL4_9_EPC2_2
UL4_09_VFD1 | SO0 | UL4_09_VFD1_SO0 | UL4_9_BCN2_R
UL4_10A_VFD1 | I0 | UL4_10A_VFD1_I0 | UL4_10A_VFD1_DISC
UL4_10A_VFD1 | I1 | UL4_10A_VFD1_I1 | UL4_9_TPE3
UL4_10A_VFD1 | I2 | UL4_10A_VFD1_I2 | UL4_9_TPE4
UL4_10A_VFD1 | I3 | UL4_10A_VFD1_I3 | UL4_9_TPE5
UL4_10A_VFD1 | IO0 | UL4_10A_VFD1_IO0 | UL4_9_JR1_PB
UL4_10A_VFD1 | IO1 | UL4_10A_VFD1_IO1 | UL4_9_JR1_PB_LT
UL4_10A_VFD1 | SI0 | UL4_10A_VFD1_SI0
UL4_10A_VFD1 | SI1 | UL4_10A_VFD1_SI1
UL4_10A_VFD1 | SI2 | UL4_10A_VFD1_SI2
UL4_10A_VFD1 | SI3 | UL4_10A_VFD1_SI3
UL4_10A_VFD1 | SO0 | UL4_10A_VFD1_SO0
UL4_10B_VFD1 | I0 | UL4_10B_VFD1_I0 | UL4_10B_VFD1_DISC
UL4_10B_VFD1 | I1 | UL4_10B_VFD1_I1
UL4_10B_VFD1 | I2 | UL4_10B_VFD1_I2
UL4_10B_VFD1 | I3 | UL4_10B_VFD1_I3
UL4_10B_VFD1 | IO0 | UL4_10B_VFD1_IO0 | UL4_9_JR2_PB
UL4_10B_VFD1 | IO1 | UL4_10B_VFD1_IO1 | UL4_9_JR2_PB_LT
UL4_10B_VFD1 | SI0 | UL4_10B_VFD1_SI0
UL4_10B_VFD1 | SI1 | UL4_10B_VFD1_SI1
UL4_10B_VFD1 | SI2 | UL4_10B_VFD1_SI2
UL4_10B_VFD1 | SI3 | UL4_10B_VFD1_SI3
UL4_10B_VFD1 | SO0 | UL4_10B_VFD1_SO0
UL4_11_VFD1 | I0 | UL4_11_VFD1_I0 | UL4_11_VFD1_DISC
UL4_11_VFD1 | I1 | UL4_11_VFD1_I1
UL4_11_VFD1 | I2 | UL4_11_VFD1_I2 | UL4_11_TPE1
UL4_11_VFD1 | I3 | UL4_11_VFD1_I3 | UL4_11_TPE2
UL4_11_VFD1 | IO0 | UL4_11_VFD1_IO0 | UL4_9_S1_PB
UL4_11_VFD1 | IO1 | UL4_11_VFD1_IO1 | UL4_9_S1_PB_LT
UL4_11_VFD1 | SI0 | UL4_11_VFD1_SI0
UL4_11_VFD1 | SI1 | UL4_11_VFD1_SI1
UL4_11_VFD1 | SI2 | UL4_11_VFD1_SI2
UL4_11_VFD1 | SI3 | UL4_11_VFD1_SI3
UL4_11_VFD1 | SO0 | UL4_11_VFD1_SO0
UL4_12_VFD1 | I0 | UL4_12_VFD1_I0 | UL4_12_VFD1_DISC
UL4_12_VFD1 | I1 | UL4_12_VFD1_I1
UL4_12_VFD1 | I2 | UL4_12_VFD1_I2 | UL4_12_TPE1
UL4_12_VFD1 | I3 | UL4_12_VFD1_I3
UL4_12_VFD1 | IO0 | UL4_12_VFD1_IO0 | UL4_9_S2_PB
UL4_12_VFD1 | IO1 | UL4_12_VFD1_IO1 | UL4_9_S2_PB_LT
UL4_12_VFD1 | SI0 | UL4_12_VFD1_SI0
UL4_12_VFD1 | SI1 | UL4_12_VFD1_SI1
UL4_12_VFD1 | SI2 | UL4_12_VFD1_SI2
UL4_12_VFD1 | SI3 | UL4_12_VFD1_SI3
UL4_12_VFD1 | SO0 | UL4_12_VFD1_SO0
UL4_13_VFD1 | I0 | UL4_13_VFD1_I0 | UL4_13_VFD1_DISC
UL4_13_VFD1 | I1 | UL4_13_VFD1_I1
UL4_13_VFD1 | I2 | UL4_13_VFD1_I2
UL4_13_VFD1 | I3 | UL4_13_VFD1_I3
UL4_13_VFD1 | IO0 | UL4_13_VFD1_IO0
UL4_13_VFD1 | IO1 | UL4_13_VFD1_IO1
UL4_13_VFD1 | SI0 | UL4_13_VFD1_SI0
UL4_13_VFD1 | SI1 | UL4_13_VFD1_SI1
UL4_13_VFD1 | SI2 | UL4_13_VFD1_SI2
UL4_13_VFD1 | SI3 | UL4_13_VFD1_SI3
UL4_13_VFD1 | SO0 | UL4_13_VFD1_SO0
UL4_13_VFD1 | ENC1 | UL4_13_VFD1_ENC1 | UL4_13_ENC1 | 2025-06-06
UL5_03_FIO1 | IO00 | UL5_03_FIO1_IO00 | UL5_3_BCN1_R
UL5_03_FIO1 | IO01 | UL5_03_FIO1_IO01
UL5_03_FIO1 | IO02 | UL5_03_FIO1_IO02 | UL5_3_BCN2_R
UL5_03_FIO1 | IO03 | UL5_03_FIO1_IO03
UL5_03_FIO1 | IO04 | UL5_03_FIO1_IO04 | UL5_3_LPE1
UL5_03_FIO1 | IO05 | UL5_03_FIO1_IO05
UL5_03_FIO1 | IO06 | UL5_03_FIO1_IO06 | UL5_3_LPE2
UL5_03_FIO1 | IO07 | UL5_03_FIO1_IO07
UL5_03_FIO1 | IO08 | UL5_03_FIO1_IO08 | UL5_3_S1_PB
UL5_03_FIO1 | IO09 | UL5_03_FIO1_IO09 | UL5_3_S1_PB_LT
UL5_03_FIO1 | IO10 | UL5_03_FIO1_IO10 | UL5_3_S2_PB
UL5_03_FIO1 | IO11 | UL5_03_FIO1_IO11 | UL5_3_S2_PB_LT
UL5_03_FIO1 | IO12 | UL5_03_FIO1_IO12
UL5_03_FIO1 | IO13 | UL5_03_FIO1_IO13
UL5_03_FIO1 | IO14 | UL5_03_FIO1_IO14
UL5_03_FIO1 | IO15 | UL5_03_FIO1_IO15
UL5_03_VFD1 | I0 | UL5_03_VFD1_I0 | UL5_3_VFD1_DISC
UL5_03_VFD1 | I1 | UL5_03_VFD1_I1 | UL5_3_ENC1
UL5_03_VFD1 | I2 | UL5_03_VFD1_I2 | UL5_3_TPE1
UL5_03_VFD1 | I3 | UL5_03_VFD1_I3 | UL5_3_TPE2
UL5_03_VFD1 | IO0 | UL5_03_VFD1_IO0 | UL5_4_S1_PB
UL5_03_VFD1 | IO1 | UL5_03_VFD1_IO1 | UL5_4_S1_PB_LT
UL5_03_VFD1 | SI0 | UL5_03_VFD1_SI0 | UL5_3_EPC1
UL5_03_VFD1 | SI1 | UL5_03_VFD1_SI1 | UL5_3_EPC1_2
UL5_03_VFD1 | SI2 | UL5_03_VFD1_SI2 | UL5_3_EPC2
UL5_03_VFD1 | SI3 | UL5_03_VFD1_SI3 | UL5_3_EPC2_2
UL5_03_VFD1 | SO0 | UL5_03_VFD1_SO0
UL5_04_VFD1 | I0 | UL5_04_VFD1_I0 | UL5_4_VFD1_DISC
UL5_04_VFD1 | I1 | UL5_04_VFD1_I1 | UL5_4_ENC1
UL5_04_VFD1 | I2 | UL5_04_VFD1_I2 | UL5_4_TPE1
UL5_04_VFD1 | I3 | UL5_04_VFD1_I3
UL5_04_VFD1 | IO0 | UL5_04_VFD1_IO0 | UL5_4_BCN1_R
UL5_04_VFD1 | IO1 | UL5_04_VFD1_IO1 | UL5_4_BCN2_R
UL5_04_VFD1 | SI0 | UL5_04_VFD1_SI0 | UL5_4_EPC1
UL5_04_VFD1 | SI1 | UL5_04_VFD1_SI1 | UL5_4_EPC1_2
UL5_04_VFD1 | SI2 | UL5_04_VFD1_SI2 | UL5_4_EPC2
UL5_04_VFD1 | SI3 | UL5_04_VFD1_SI3 | UL5_4_EPC2_2
UL5_04_VFD1 | SO0 | UL5_04_VFD1_SO0
UL5_05_VFD1 | I0 | UL5_05_VFD1_I0 | UL5_5_VFD1_DISC
UL5_05_VFD1 | I1 | UL5_05_VFD1_I1 | UL5_5_ENC1
UL5_05_VFD1 | I2 | UL5_05_VFD1_I2
UL5_05_VFD1 | I3 | UL5_05_VFD1_I3
UL5_05_VFD1 | IO0 | UL5_05_VFD1_IO0 | UL5_4_S2_PB
UL5_05_VFD1 | IO1 | UL5_05_VFD1_IO1 | UL5_4_S2_PB_LT
UL5_05_VFD1 | SI0 | UL5_05_VFD1_SI0
UL5_05_VFD1 | SI1 | UL5_05_VFD1_SI1
UL5_05_VFD1 | SI2 | UL5_05_VFD1_SI2
UL5_05_VFD1 | SI3 | UL5_05_VFD1_SI3
UL5_05_VFD1 | SO0 | UL5_05_VFD1_SO0
UL5_06_VFD1 | I0 | UL5_06_VFD1_I0 | UL5_6_VFD1_DISC
UL5_06_VFD1 | I1 | UL5_06_VFD1_I1 | UL5_6_ENC1
UL5_06_VFD1 | I2 | UL5_06_VFD1_I2 | UL5_6_TPE1
UL5_06_VFD1 | I3 | UL5_06_VFD1_I3 | UL5_6_TPE2
UL5_06_VFD1 | IO0 | UL5_06_VFD1_IO0
UL5_06_VFD1 | IO1 | UL5_06_VFD1_IO1
UL5_06_VFD1 | SI0 | UL5_06_VFD1_SI0
UL5_06_VFD1 | SI1 | UL5_06_VFD1_SI1
UL5_06_VFD1 | SI2 | UL5_06_VFD1_SI2
UL5_06_VFD1 | SI3 | UL5_06_VFD1_SI3
UL5_06_VFD1 | SO0 | UL5_06_VFD1_SO0
UL5_07_VFD1 | I0 | UL5_07_VFD1_I0 | UL5_7_VFD1_DISC
UL5_07_VFD1 | I1 | UL5_07_VFD1_I1 | UL5_7_ENC1
UL5_07_VFD1 | I2 | UL5_07_VFD1_I2 | UL5_7_TPE1
UL5_07_VFD1 | I3 | UL5_07_VFD1_I3
UL5_07_VFD1 | IO0 | UL5_07_VFD1_IO0
UL5_07_VFD1 | IO1 | UL5_07_VFD1_IO1
UL5_07_VFD1 | SI0 | UL5_07_VFD1_SI0
UL5_07_VFD1 | SI1 | UL5_07_VFD1_SI1
UL5_07_VFD1 | SI2 | UL5_07_VFD1_SI2
UL5_07_VFD1 | SI3 | UL5_07_VFD1_SI3
UL5_07_VFD1 | SO0 | UL5_07_VFD1_SO0
UL5_08_VFD1 | I0 | UL5_08_VFD1_I0 | UL5_8_VFD1_DISC
UL5_08_VFD1 | I1 | UL5_08_VFD1_I1 | UL5_8_ENC1
UL5_08_VFD1 | I2 | UL5_08_VFD1_I2 | UL5_8_TPE1
UL5_08_VFD1 | I3 | UL5_08_VFD1_I3
UL5_08_VFD1 | IO0 | UL5_08_VFD1_IO0
UL5_08_VFD1 | IO1 | UL5_08_VFD1_IO1
UL5_08_VFD1 | SI0 | UL5_08_VFD1_SI0
UL5_08_VFD1 | SI1 | UL5_08_VFD1_SI1
UL5_08_VFD1 | SI2 | UL5_08_VFD1_SI2
UL5_08_VFD1 | SI3 | UL5_08_VFD1_SI3
UL5_08_VFD1 | SO0 | UL5_08_VFD1_SO0
UL5_09_VFD1 | I0 | UL5_09_VFD1_I0 | UL5_9_VFD1_DISC
UL5_09_VFD1 | I1 | UL5_09_VFD1_I1 | UL5_9_ENC1
UL5_09_VFD1 | I2 | UL5_09_VFD1_I2 | UL5_9_TPE1
UL5_09_VFD1 | I3 | UL5_09_VFD1_I3
UL5_09_VFD1 | IO0 | UL5_09_VFD1_IO0
UL5_09_VFD1 | IO1 | UL5_09_VFD1_IO1
UL5_09_VFD1 | SI0 | UL5_09_VFD1_SI0
UL5_09_VFD1 | SI1 | UL5_09_VFD1_SI1
UL5_09_VFD1 | SI2 | UL5_09_VFD1_SI2
UL5_09_VFD1 | SI3 | UL5_09_VFD1_SI3
UL5_09_VFD1 | SO0 | UL5_09_VFD1_SO0
UL5_10_VFD1 | I0 | UL5_10_VFD1_I0 | UL5_10_VFD1_DISC
UL5_10_VFD1 | I1 | UL5_10_VFD1_I1
UL5_10_VFD1 | I2 | UL5_10_VFD1_I2
UL5_10_VFD1 | I3 | UL5_10_VFD1_I3
UL5_10_VFD1 | IO0 | UL5_10_VFD1_IO0
UL5_10_VFD1 | IO1 | UL5_10_VFD1_IO1
UL5_10_VFD1 | SI0 | UL5_10_VFD1_SI0
UL5_10_VFD1 | SI1 | UL5_10_VFD1_SI1
UL5_10_VFD1 | SI2 | UL5_10_VFD1_SI2
UL5_10_VFD1 | SI3 | UL5_10_VFD1_SI3
UL5_10_VFD1 | SO0 | UL5_10_VFD1_SO0
UL6_01_VFD1 | I0 | UL6_01_VFD1_I0 | UL6_1_VFD1_DISC
UL6_01_VFD1 | I1 | UL6_01_VFD1_I1
UL6_01_VFD1 | I2 | UL6_01_VFD1_I2 | UL6_1_TPE1
UL6_01_VFD1 | I3 | UL6_01_VFD1_I3
UL6_01_VFD1 | IO0 | UL6_01_VFD1_IO0
UL6_01_VFD1 | IO1 | UL6_01_VFD1_IO1
UL6_01_VFD1 | SI0 | UL6_01_VFD1_SI0 | UL6_1_EPC1
UL6_01_VFD1 | SI1 | UL6_01_VFD1_SI1 | UL6_1_EPC1_2
UL6_01_VFD1 | SI2 | UL6_01_VFD1_SI2 | UL6_1_EPC2
UL6_01_VFD1 | SI3 | UL6_01_VFD1_SI3 | UL6_1_EPC2_2
UL6_01_VFD1 | SO0 | UL6_01_VFD1_SO0
UL6_02_FIO1 | IO00 | UL6_02_FIO1_IO00 | UL6_1_BCN1_R
UL6_02_FIO1 | IO01 | UL6_02_FIO1_IO01 | UL6_1_BCN2_R
UL6_02_FIO1 | IO02 | UL6_02_FIO1_IO02 | UL6_1_SS1_SPB
UL6_02_FIO1 | IO03 | UL6_02_FIO1_IO03 | UL6_1_SS1_STPB
UL6_02_FIO1 | IO04 | UL6_02_FIO1_IO04 | UL6_1_SS1_STPB_LT
UL6_02_FIO1 | IO05 | UL6_02_FIO1_IO05
UL6_02_FIO1 | IO06 | UL6_02_FIO1_IO06 | UL6_2_BCN1_R
UL6_02_FIO1 | IO07 | UL6_02_FIO1_IO07 | UL6_2_BCN2_R
UL6_02_FIO1 | IO08 | UL6_02_FIO1_IO08 | UL6_2_LPE1
UL6_02_FIO1 | IO09 | UL6_02_FIO1_IO09
UL6_02_FIO1 | IO10 | UL6_02_FIO1_IO10 | UL6_2_LPE2
UL6_02_FIO1 | IO11 | UL6_02_FIO1_IO11
UL6_02_FIO1 | IO12 | UL6_02_FIO1_IO12 | UL6_2_S1_PB
UL6_02_FIO1 | IO13 | UL6_02_FIO1_IO13 | UL6_2_S1_PB_LT
UL6_02_FIO1 | IO14 | UL6_02_FIO1_IO14 | UL6_2_S2_PB
UL6_02_FIO1 | IO15 | UL6_02_FIO1_IO15 | UL6_2_S2_PB_LT
UL6_02_VFD1 | I0 | UL6_02_VFD1_I0 | UL6_2_VFD1_DISC
UL6_02_VFD1 | I1 | UL6_02_VFD1_I1 | UL6_2_ENC1
UL6_02_VFD1 | I2 | UL6_02_VFD1_I2 | UL6_2_TPE1
UL6_02_VFD1 | I3 | UL6_02_VFD1_I3 | UL6_2_TPE2
UL6_02_VFD1 | IO0 | UL6_02_VFD1_IO0
UL6_02_VFD1 | IO1 | UL6_02_VFD1_IO1
UL6_02_VFD1 | SI0 | UL6_02_VFD1_SI0 | UL6_2_EPC1
UL6_02_VFD1 | SI1 | UL6_02_VFD1_SI1 | UL6_2_EPC1_2
UL6_02_VFD1 | SI2 | UL6_02_VFD1_SI2 | UL6_2_EPC2
UL6_02_VFD1 | SI3 | UL6_02_VFD1_SI3 | UL6_2_EPC2_2
UL6_02_VFD1 | SO0 | UL6_02_VFD1_SO0
UL6_03_VFD1 | I0 | UL6_03_VFD1_I0 | UL6_3_VFD1_DISC
UL6_03_VFD1 | I1 | UL6_03_VFD1_I1 | UL6_3_ENC1
UL6_03_VFD1 | I2 | UL6_03_VFD1_I2
UL6_03_VFD1 | I3 | UL6_03_VFD1_I3
UL6_03_VFD1 | IO0 | UL6_03_VFD1_IO0
UL6_03_VFD1 | IO1 | UL6_03_VFD1_IO1
UL6_03_VFD1 | SI0 | UL6_03_VFD1_SI0
UL6_03_VFD1 | SI1 | UL6_03_VFD1_SI1
UL6_03_VFD1 | SI2 | UL6_03_VFD1_SI2
UL6_03_VFD1 | SI3 | UL6_03_VFD1_SI3
UL6_03_VFD1 | SO0 | UL6_03_VFD1_SO0
UL6_04_VFD1 | I0 | UL6_04_VFD1_I0 | UL6_4_VFD1_DISC
UL6_04_VFD1 | I1 | UL6_04_VFD1_I1 | UL6_4_ENC1
UL6_04_VFD1 | I2 | UL6_04_VFD1_I2 | UL6_4_TPE1
UL6_04_VFD1 | I3 | UL6_04_VFD1_I3 | UL6_4_TPE2
UL6_04_VFD1 | IO0 | UL6_04_VFD1_IO0
UL6_04_VFD1 | IO1 | UL6_04_VFD1_IO1
UL6_04_VFD1 | SI0 | UL6_04_VFD1_SI0
UL6_04_VFD1 | SI1 | UL6_04_VFD1_SI1
UL6_04_VFD1 | SI2 | UL6_04_VFD1_SI2
UL6_04_VFD1 | SI3 | UL6_04_VFD1_SI3
UL6_04_VFD1 | SO0 | UL6_04_VFD1_SO0
UL6_05_VFD1 | I0 | UL6_05_VFD1_I0 | UL6_5_VFD1_DISC
UL6_05_VFD1 | I1 | UL6_05_VFD1_I1 | UL6_5_ENC1
UL6_05_VFD1 | I2 | UL6_05_VFD1_I2 | UL6_5_TPE1
UL6_05_VFD1 | I3 | UL6_05_VFD1_I3
UL6_05_VFD1 | IO0 | UL6_05_VFD1_IO0
UL6_05_VFD1 | IO1 | UL6_05_VFD1_IO1
UL6_05_VFD1 | SI0 | UL6_05_VFD1_SI0
UL6_05_VFD1 | SI1 | UL6_05_VFD1_SI1
UL6_05_VFD1 | SI2 | UL6_05_VFD1_SI2
UL6_05_VFD1 | SI3 | UL6_05_VFD1_SI3
UL6_05_VFD1 | SO0 | UL6_05_VFD1_SO0
UL6_06_VFD1 | I0 | UL6_06_VFD1_I0 | UL6_6_VFD1_DISC
UL6_06_VFD1 | I1 | UL6_06_VFD1_I1 | UL6_6_ENC1
UL6_06_VFD1 | I2 | UL6_06_VFD1_I2 | UL6_6_TPE1
UL6_06_VFD1 | I3 | UL6_06_VFD1_I3
UL6_06_VFD1 | IO0 | UL6_06_VFD1_IO0
UL6_06_VFD1 | IO1 | UL6_06_VFD1_IO1
UL6_06_VFD1 | SI0 | UL6_06_VFD1_SI0
UL6_06_VFD1 | SI1 | UL6_06_VFD1_SI1
UL6_06_VFD1 | SI2 | UL6_06_VFD1_SI2
UL6_06_VFD1 | SI3 | UL6_06_VFD1_SI3
UL6_06_VFD1 | SO0 | UL6_06_VFD1_SO0
UL6_07_VFD1 | I0 | UL6_07_VFD1_I0 | UL6_7_VFD1_DISC
UL6_07_VFD1 | I1 | UL6_07_VFD1_I1 | UL6_7_ENC1
UL6_07_VFD1 | I2 | UL6_07_VFD1_I2 | UL6_7_TPE1
UL6_07_VFD1 | I3 | UL6_07_VFD1_I3
UL6_07_VFD1 | IO0 | UL6_07_VFD1_IO0
UL6_07_VFD1 | IO1 | UL6_07_VFD1_IO1
UL6_07_VFD1 | SI0 | UL6_07_VFD1_SI0
UL6_07_VFD1 | SI1 | UL6_07_VFD1_SI1
UL6_07_VFD1 | SI2 | UL6_07_VFD1_SI2
UL6_07_VFD1 | SI3 | UL6_07_VFD1_SI3
UL6_07_VFD1 | SO0 | UL6_07_VFD1_SO0
UL6_08_VFD1 | I0 | UL6_08_VFD1_I0 | UL6_8_VFD1_DISC
UL6_08_VFD1 | I1 | UL6_08_VFD1_I1 | UL6_8_ENC1
UL6_08_VFD1 | I2 | UL6_08_VFD1_I2 | UL6_8_TPE1
UL6_08_VFD1 | I3 | UL6_08_VFD1_I3
UL6_08_VFD1 | IO0 | UL6_08_VFD1_IO0
UL6_08_VFD1 | IO1 | UL6_08_VFD1_IO1
UL6_08_VFD1 | SI0 | UL6_08_VFD1_SI0
UL6_08_VFD1 | SI1 | UL6_08_VFD1_SI1
UL6_08_VFD1 | SI2 | UL6_08_VFD1_SI2
UL6_08_VFD1 | SI3 | UL6_08_VFD1_SI3
UL6_08_VFD1 | SO0 | UL6_08_VFD1_SO0
UL6_09_VFD1 | I0 | UL6_09_VFD1_I0 | UL6_9_VFD1_DISC
UL6_09_VFD1 | I1 | UL6_09_VFD1_I1
UL6_09_VFD1 | I2 | UL6_09_VFD1_I2
UL6_09_VFD1 | I3 | UL6_09_VFD1_I3
UL6_09_VFD1 | IO0 | UL6_09_VFD1_IO0
UL6_09_VFD1 | IO1 | UL6_09_VFD1_IO1
UL6_09_VFD1 | SI0 | UL6_09_VFD1_SI0
UL6_09_VFD1 | SI1 | UL6_09_VFD1_SI1
UL6_09_VFD1 | SI2 | UL6_09_VFD1_SI2
UL6_09_VFD1 | SI3 | UL6_09_VFD1_SI3
UL6_09_VFD1 | SO0 | UL6_09_VFD1_SO0
UL7_03_FIO1 | IO00 | UL7_03_FIO1_IO00 | UL7_3_BCN1_R
UL7_03_FIO1 | IO01 | UL7_03_FIO1_IO01
UL7_03_FIO1 | IO02 | UL7_03_FIO1_IO02 | UL7_3_BCN2_R
UL7_03_FIO1 | IO03 | UL7_03_FIO1_IO03
UL7_03_FIO1 | IO04 | UL7_03_FIO1_IO04 | UL7_3_LPE1
UL7_03_FIO1 | IO05 | UL7_03_FIO1_IO05
UL7_03_FIO1 | IO06 | UL7_03_FIO1_IO06 | UL7_3_LPE2
UL7_03_FIO1 | IO07 | UL7_03_FIO1_IO07
UL7_03_FIO1 | IO08 | UL7_03_FIO1_IO08 | UL7_3_S1_PB
UL7_03_FIO1 | IO09 | UL7_03_FIO1_IO09 | UL7_3_S1_PB_LT
UL7_03_FIO1 | IO10 | UL7_03_FIO1_IO10 | UL7_3_S2_PB
UL7_03_FIO1 | IO11 | UL7_03_FIO1_IO11 | UL7_3_S2_PB_LT
UL7_03_FIO1 | IO12 | UL7_03_FIO1_IO12
UL7_03_FIO1 | IO13 | UL7_03_FIO1_IO13
UL7_03_FIO1 | IO14 | UL7_03_FIO1_IO14
UL7_03_FIO1 | IO15 | UL7_03_FIO1_IO15
UL7_03_VFD1 | I0 | UL7_03_VFD1_I0 | UL7_3_VFD1_DISC
UL7_03_VFD1 | I1 | UL7_03_VFD1_I1 | UL7_3_ENC1
UL7_03_VFD1 | I2 | UL7_03_VFD1_I2 | UL7_3_TPE1
UL7_03_VFD1 | I3 | UL7_03_VFD1_I3 | UL7_3_TPE2
UL7_03_VFD1 | IO0 | UL7_03_VFD1_IO0 | UL7_4_S1_PB
UL7_03_VFD1 | IO1 | UL7_03_VFD1_IO1 | UL7_4_S1_PB_LT
UL7_03_VFD1 | SI0 | UL7_03_VFD1_SI0 | UL7_3_EPC1
UL7_03_VFD1 | SI1 | UL7_03_VFD1_SI1 | UL7_3_EPC1_2
UL7_03_VFD1 | SI2 | UL7_03_VFD1_SI2 | UL7_3_EPC2
UL7_03_VFD1 | SI3 | UL7_03_VFD1_SI3 | UL7_3_EPC2_2
UL7_03_VFD1 | SO0 | UL7_03_VFD1_SO0
UL7_04_VFD1 | I0 | UL7_04_VFD1_I0 | UL7_4_VFD1_DISC
UL7_04_VFD1 | I1 | UL7_04_VFD1_I1 | UL7_4_ENC1
UL7_04_VFD1 | I2 | UL7_04_VFD1_I2 | UL7_4_TPE1
UL7_04_VFD1 | I3 | UL7_04_VFD1_I3
UL7_04_VFD1 | IO0 | UL7_04_VFD1_IO0 | UL7_4_BCN1_R
UL7_04_VFD1 | IO1 | UL7_04_VFD1_IO1 | UL7_4_BCN2_R
UL7_04_VFD1 | SI0 | UL7_04_VFD1_SI0 | UL7_4_EPC1
UL7_04_VFD1 | SI1 | UL7_04_VFD1_SI1 | UL7_4_EPC1_2
UL7_04_VFD1 | SI2 | UL7_04_VFD1_SI2 | UL7_4_EPC2
UL7_04_VFD1 | SI3 | UL7_04_VFD1_SI3 | UL7_4_EPC2_2
UL7_04_VFD1 | SO0 | UL7_04_VFD1_SO0
UL7_05_VFD1 | I0 | UL7_05_VFD1_I0 | UL7_5_VFD1_DISC
UL7_05_VFD1 | I1 | UL7_05_VFD1_I1 | UL7_5_ENC1
UL7_05_VFD1 | I2 | UL7_05_VFD1_I2 | UL7_5_TPE1
UL7_05_VFD1 | I3 | UL7_05_VFD1_I3
UL7_05_VFD1 | IO0 | UL7_05_VFD1_IO0 | UL7_4_S2_PB
UL7_05_VFD1 | IO1 | UL7_05_VFD1_IO1 | UL7_4_S2_PB_LT
UL7_05_VFD1 | SI0 | UL7_05_VFD1_SI0
UL7_05_VFD1 | SI1 | UL7_05_VFD1_SI1
UL7_05_VFD1 | SI2 | UL7_05_VFD1_SI2
UL7_05_VFD1 | SI3 | UL7_05_VFD1_SI3
UL7_05_VFD1 | SO0 | UL7_05_VFD1_SO0
UL7_06_VFD1 | I0 | UL7_06_VFD1_I0 | UL7_6_VFD1_DISC
UL7_06_VFD1 | I1 | UL7_06_VFD1_I1 | UL7_6_ENC1
UL7_06_VFD1 | I2 | UL7_06_VFD1_I2 | UL7_6_TPE1
UL7_06_VFD1 | I3 | UL7_06_VFD1_I3
UL7_06_VFD1 | IO0 | UL7_06_VFD1_IO0 | UL7_9_S1_PB
UL7_06_VFD1 | IO1 | UL7_06_VFD1_IO1 | UL7_9_S1_PB_LT
UL7_06_VFD1 | SI0 | UL7_06_VFD1_SI0
UL7_06_VFD1 | SI1 | UL7_06_VFD1_SI1
UL7_06_VFD1 | SI2 | UL7_06_VFD1_SI2
UL7_06_VFD1 | SI3 | UL7_06_VFD1_SI3
UL7_06_VFD1 | SO0 | UL7_06_VFD1_SO0
UL7_07_VFD1 | I0 | UL7_07_VFD1_I0 | UL7_7_VFD1_DISC
UL7_07_VFD1 | I1 | UL7_07_VFD1_I1 | UL7_7_ENC1
UL7_07_VFD1 | I2 | UL7_07_VFD1_I2 | UL7_7_TPE1
UL7_07_VFD1 | I3 | UL7_07_VFD1_I3
UL7_07_VFD1 | IO0 | UL7_07_VFD1_IO0 | UL7_9_JR2_PB
UL7_07_VFD1 | IO1 | UL7_07_VFD1_IO1 | UL7_9_JR2_PB_LT
UL7_07_VFD1 | SI0 | UL7_07_VFD1_SI0
UL7_07_VFD1 | SI1 | UL7_07_VFD1_SI1
UL7_07_VFD1 | SI2 | UL7_07_VFD1_SI2
UL7_07_VFD1 | SI3 | UL7_07_VFD1_SI3
UL7_07_VFD1 | SO0 | UL7_07_VFD1_SO0
UL7_08_VFD1 | I0 | UL7_08_VFD1_I0 | UL7_8_VFD1_DISC
UL7_08_VFD1 | I1 | UL7_08_VFD1_I1 | UL7_8_ENC1
UL7_08_VFD1 | I2 | UL7_08_VFD1_I2 | UL7_8_TPE1
UL7_08_VFD1 | I3 | UL7_08_VFD1_I3
UL7_08_VFD1 | IO0 | UL7_08_VFD1_IO0 | UL7_9_JR1_PB
UL7_08_VFD1 | IO1 | UL7_08_VFD1_IO1 | UL7_9_JR1_PB_LT
UL7_08_VFD1 | SI0 | UL7_08_VFD1_SI0
UL7_08_VFD1 | SI1 | UL7_08_VFD1_SI1
UL7_08_VFD1 | SI2 | UL7_08_VFD1_SI2
UL7_08_VFD1 | SI3 | UL7_08_VFD1_SI3
UL7_08_VFD1 | SO0 | UL7_08_VFD1_SO0
UL7_09_VFD1 | I0 | UL7_09_VFD1_I0 | UL7_9_VFD1_DISC
UL7_09_VFD1 | I1 | UL7_09_VFD1_I1
UL7_09_VFD1 | I2 | UL7_09_VFD1_I2 | UL7_9_TPE1
UL7_09_VFD1 | I3 | UL7_09_VFD1_I3 | UL7_9_TPE2
UL7_09_VFD1 | IO0 | UL7_09_VFD1_IO0 | UL7_9_BCN1_A
UL7_09_VFD1 | IO1 | UL7_09_VFD1_IO1 | UL7_9_BCN1_R
UL7_09_VFD1 | SI0 | UL7_09_VFD1_SI0 | UL7_9_EPC1
UL7_09_VFD1 | SI1 | UL7_09_VFD1_SI1 | UL7_9_EPC1_2
UL7_09_VFD1 | SI2 | UL7_09_VFD1_SI2 | UL7_9_EPC2
UL7_09_VFD1 | SI3 | UL7_09_VFD1_SI3 | UL7_9_EPC2_2
UL7_09_VFD1 | SO0 | UL7_09_VFD1_SO0 | UL7_9_BCN2_R
UL7_10A_VFD1 | I0 | UL7_10A_VFD1_I0 | UL7_10A_VFD1_DISC
UL7_10A_VFD1 | I1 | UL7_10A_VFD1_I1 | UL7_9_TPE4
UL7_10A_VFD1 | I2 | UL7_10A_VFD1_I2 | UL7_9_TPE5
UL7_10A_VFD1 | I3 | UL7_10A_VFD1_I3
UL7_10A_VFD1 | IO0 | UL7_10A_VFD1_IO0 | UL7_9_S2_PB
UL7_10A_VFD1 | IO1 | UL7_10A_VFD1_IO1 | UL7_9_S2_PB_LT
UL7_10A_VFD1 | SI0 | UL7_10A_VFD1_SI0
UL7_10A_VFD1 | SI1 | UL7_10A_VFD1_SI1
UL7_10A_VFD1 | SI2 | UL7_10A_VFD1_SI2
UL7_10A_VFD1 | SI3 | UL7_10A_VFD1_SI3
UL7_10A_VFD1 | SO0 | UL7_10A_VFD1_SO0
UL7_10B_VFD1 | I0 | UL7_10B_VFD1_I0 | UL7_10B_VFD1_DISC
UL7_10B_VFD1 | I1 | UL7_10B_VFD1_I1
UL7_10B_VFD1 | I2 | UL7_10B_VFD1_I2
UL7_10B_VFD1 | I3 | UL7_10B_VFD1_I3
UL7_10B_VFD1 | IO0 | UL7_10B_VFD1_IO0
UL7_10B_VFD1 | IO1 | UL7_10B_VFD1_IO1
UL7_10B_VFD1 | SI0 | UL7_10B_VFD1_SI0
UL7_10B_VFD1 | SI1 | UL7_10B_VFD1_SI1
UL7_10B_VFD1 | SI2 | UL7_10B_VFD1_SI2
UL7_10B_VFD1 | SI3 | UL7_10B_VFD1_SI3
UL7_10B_VFD1 | SO0 | UL7_10B_VFD1_SO0
UL7_11_VFD1 | I0 | UL7_11_VFD1_I0 | UL7_11_VFD1_DISC
UL7_11_VFD1 | I1 | UL7_11_VFD1_I1
UL7_11_VFD1 | I2 | UL7_11_VFD1_I2 | UL7_11_TPE1
UL7_11_VFD1 | I3 | UL7_11_VFD1_I3 | UL7_11_TPE2
UL7_11_VFD1 | IO0 | UL7_11_VFD1_IO0
UL7_11_VFD1 | IO1 | UL7_11_VFD1_IO1
UL7_11_VFD1 | SI0 | UL7_11_VFD1_SI0
UL7_11_VFD1 | SI1 | UL7_11_VFD1_SI1
UL7_11_VFD1 | SI2 | UL7_11_VFD1_SI2
UL7_11_VFD1 | SI3 | UL7_11_VFD1_SI3
UL7_11_VFD1 | SO0 | UL7_11_VFD1_SO0
UL7_12_VFD1 | I0 | UL7_12_VFD1_I0 | UL7_12_VFD1_DISC
UL7_12_VFD1 | I1 | UL7_12_VFD1_I1
UL7_12_VFD1 | I2 | UL7_12_VFD1_I2 | UL7_12_TPE1
UL7_12_VFD1 | I3 | UL7_12_VFD1_I3
UL7_12_VFD1 | IO0 | UL7_12_VFD1_IO0
UL7_12_VFD1 | IO1 | UL7_12_VFD1_IO1
UL7_12_VFD1 | SI0 | UL7_12_VFD1_SI0
UL7_12_VFD1 | SI1 | UL7_12_VFD1_SI1
UL7_12_VFD1 | SI2 | UL7_12_VFD1_SI2
UL7_12_VFD1 | SI3 | UL7_12_VFD1_SI3
UL7_12_VFD1 | SO0 | UL7_12_VFD1_SO0
UL7_13_VFD1 | I0 | UL7_13_VFD1_I0 | UL7_13_VFD1_DISC
UL7_13_VFD1 | I1 | UL7_13_VFD1_I1
UL7_13_VFD1 | I2 | UL7_13_VFD1_I2
UL7_13_VFD1 | I3 | UL7_13_VFD1_I3
UL7_13_VFD1 | IO0 | UL7_13_VFD1_IO0
UL7_13_VFD1 | IO1 | UL7_13_VFD1_IO1
UL7_13_VFD1 | SI0 | UL7_13_VFD1_SI0
UL7_13_VFD1 | SI1 | UL7_13_VFD1_SI1
UL7_13_VFD1 | SI2 | UL7_13_VFD1_SI2
UL7_13_VFD1 | SI3 | UL7_13_VFD1_SI3
UL7_13_VFD1 | SO0 | UL7_13_VFD1_SO0
UL7_13_VFD1 | ENC1 | UL7_13_VFD1_ENC1 | UL7_13_ENC1 | 2025-06-06
UL8_01_VFD1 | I0 | UL8_01_VFD1_I0 | UL8_1_VFD1_DISC
UL8_01_VFD1 | I1 | UL8_01_VFD1_I1
UL8_01_VFD1 | I2 | UL8_01_VFD1_I2 | UL8_1_TPE1
UL8_01_VFD1 | I3 | UL8_01_VFD1_I3
UL8_01_VFD1 | IO0 | UL8_01_VFD1_IO0
UL8_01_VFD1 | IO1 | UL8_01_VFD1_IO1
UL8_01_VFD1 | SI0 | UL8_01_VFD1_SI0 | UL8_1_EPC1
UL8_01_VFD1 | SI1 | UL8_01_VFD1_SI1 | UL8_1_EPC1_2
UL8_01_VFD1 | SI2 | UL8_01_VFD1_SI2 | UL8_1_EPC2
UL8_01_VFD1 | SI3 | UL8_01_VFD1_SI3 | UL8_1_EPC2_2
UL8_01_VFD1 | SO0 | UL8_01_VFD1_SO0
UL8_02_FIO1 | IO00 | UL8_02_FIO1_IO00 | UL8_1_BCN1_R
UL8_02_FIO1 | IO01 | UL8_02_FIO1_IO01
UL8_02_FIO1 | IO02 | UL8_02_FIO1_IO02 | UL8_1_BCN2_R
UL8_02_FIO1 | IO03 | UL8_02_FIO1_IO03 | UL8_1_SS1_SPB
UL8_02_FIO1 | IO04 | UL8_02_FIO1_IO04 | UL8_1_SS1_STPB
UL8_02_FIO1 | IO05 | UL8_02_FIO1_IO05 | UL8_1_SS1_STPB_LT
UL8_02_FIO1 | IO06 | UL8_02_FIO1_IO06 | UL8_2_LPE1 | 2025-06-03
UL8_02_FIO1 | IO07 | UL8_02_FIO1_IO07
UL8_02_FIO1 | IO08 | UL8_02_FIO1_IO08 | UL8_2_LPE2 | 2025-06-03
UL8_02_FIO1 | IO09 | UL8_02_FIO1_IO09
UL8_02_FIO1 | IO10 | UL8_02_FIO1_IO10
UL8_02_FIO1 | IO11 | UL8_02_FIO1_IO11
UL8_02_FIO1 | IO12 | UL8_02_FIO1_IO12
UL8_02_FIO1 | IO13 | UL8_02_FIO1_IO13
UL8_02_FIO1 | IO14 | UL8_02_FIO1_IO14
UL8_02_FIO1 | IO15 | UL8_02_FIO1_IO15
UL8_02_VFD1 | I0 | UL8_02_VFD1_I0 | UL8_2_VFD1_DISC
UL8_02_VFD1 | I1 | UL8_02_VFD1_I1
UL8_02_VFD1 | I2 | UL8_02_VFD1_I2 | UL8_2_TPE1
UL8_02_VFD1 | I3 | UL8_02_VFD1_I3 | UL8_2_TPE2
UL8_02_VFD1 | IO0 | UL8_02_VFD1_IO0
UL8_02_VFD1 | IO1 | UL8_02_VFD1_IO1
UL8_02_VFD1 | SI0 | UL8_02_VFD1_SI0
UL8_02_VFD1 | SI1 | UL8_02_VFD1_SI1
UL8_02_VFD1 | SI2 | UL8_02_VFD1_SI2
UL8_02_VFD1 | SI3 | UL8_02_VFD1_SI3
UL8_02_VFD1 | SO0 | UL8_02_VFD1_SO0
UL8_03_VFD1 | I0 | UL8_03_VFD1_I0 | UL8_3_VFD1_DISC
UL8_03_VFD1 | I1 | UL8_03_VFD1_I1 | UL8_3_ENC1
UL8_03_VFD1 | I2 | UL8_03_VFD1_I2 | UL8_3_TPE1
UL8_03_VFD1 | I3 | UL8_03_VFD1_I3
UL8_03_VFD1 | IO0 | UL8_03_VFD1_IO0 | UL8_3_BCN1_R
UL8_03_VFD1 | IO1 | UL8_03_VFD1_IO1 | UL8_3_BCN2_R
UL8_03_VFD1 | SI0 | UL8_03_VFD1_SI0 | UL8_3_EPC1
UL8_03_VFD1 | SI1 | UL8_03_VFD1_SI1 | UL8_3_EPC1_2
UL8_03_VFD1 | SI2 | UL8_03_VFD1_SI2 | UL8_3_EPC2
UL8_03_VFD1 | SI3 | UL8_03_VFD1_SI3 | UL8_3_EPC2_2
UL8_03_VFD1 | SO0 | UL8_03_VFD1_SO0
UL8_04_VFD1 | I0 | UL8_04_VFD1_I0 | UL8_4_VFD1_DISC
UL8_04_VFD1 | I1 | UL8_04_VFD1_I1 | UL8_4_ENC1
UL8_04_VFD1 | I2 | UL8_04_VFD1_I2
UL8_04_VFD1 | I3 | UL8_04_VFD1_I3
UL8_04_VFD1 | IO0 | UL8_04_VFD1_IO0 | UL8_3_S1_PB
UL8_04_VFD1 | IO1 | UL8_04_VFD1_IO1 | UL8_3_S1_PB_LT
UL8_04_VFD1 | SI0 | UL8_04_VFD1_SI0
UL8_04_VFD1 | SI1 | UL8_04_VFD1_SI1
UL8_04_VFD1 | SI2 | UL8_04_VFD1_SI2
UL8_04_VFD1 | SI3 | UL8_04_VFD1_SI3
UL8_04_VFD1 | SO0 | UL8_04_VFD1_SO0
UL8_05_VFD1 | I0 | UL8_05_VFD1_I0 | UL8_5_VFD1_DISC
UL8_05_VFD1 | I1 | UL8_05_VFD1_I1 | UL8_5_ENC1
UL8_05_VFD1 | I2 | UL8_05_VFD1_I2 | UL8_5_TPE1
UL8_05_VFD1 | I3 | UL8_05_VFD1_I3 | UL8_5_TPE2
UL8_05_VFD1 | IO0 | UL8_05_VFD1_IO0 | UL8_3_S2_PB
UL8_05_VFD1 | IO1 | UL8_05_VFD1_IO1 | UL8_3_S2_PB_LT
UL8_05_VFD1 | SI0 | UL8_05_VFD1_SI0
UL8_05_VFD1 | SI1 | UL8_05_VFD1_SI1
UL8_05_VFD1 | SI2 | UL8_05_VFD1_SI2
UL8_05_VFD1 | SI3 | UL8_05_VFD1_SI3
UL8_05_VFD1 | SO0 | UL8_05_VFD1_SO0
UL8_06_VFD1 | I0 | UL8_06_VFD1_I0 | UL8_6_VFD1_DISC
UL8_06_VFD1 | I1 | UL8_06_VFD1_I1 | UL8_6_ENC1
UL8_06_VFD1 | I2 | UL8_06_VFD1_I2 | UL8_6_TPE1
UL8_06_VFD1 | I3 | UL8_06_VFD1_I3
UL8_06_VFD1 | IO0 | UL8_06_VFD1_IO0
UL8_06_VFD1 | IO1 | UL8_06_VFD1_IO1
UL8_06_VFD1 | SI0 | UL8_06_VFD1_SI0
UL8_06_VFD1 | SI1 | UL8_06_VFD1_SI1
UL8_06_VFD1 | SI2 | UL8_06_VFD1_SI2
UL8_06_VFD1 | SI3 | UL8_06_VFD1_SI3
UL8_06_VFD1 | SO0 | UL8_06_VFD1_SO0
UL8_07_VFD1 | I0 | UL8_07_VFD1_I0 | UL8_7_VFD1_DISC
UL8_07_VFD1 | I1 | UL8_07_VFD1_I1 | UL8_7_ENC1
UL8_07_VFD1 | I2 | UL8_07_VFD1_I2 | UL8_7_TPE1
UL8_07_VFD1 | I3 | UL8_07_VFD1_I3
UL8_07_VFD1 | IO0 | UL8_07_VFD1_IO0
UL8_07_VFD1 | IO1 | UL8_07_VFD1_IO1
UL8_07_VFD1 | SI0 | UL8_07_VFD1_SI0
UL8_07_VFD1 | SI1 | UL8_07_VFD1_SI1
UL8_07_VFD1 | SI2 | UL8_07_VFD1_SI2
UL8_07_VFD1 | SI3 | UL8_07_VFD1_SI3
UL8_07_VFD1 | SO0 | UL8_07_VFD1_SO0
UL8_08_VFD1 | I0 | UL8_08_VFD1_I0 | UL8_8_VFD1_DISC
UL8_08_VFD1 | I1 | UL8_08_VFD1_I1 | UL8_8_ENC1
UL8_08_VFD1 | I2 | UL8_08_VFD1_I2 | UL8_8_TPE1
UL8_08_VFD1 | I3 | UL8_08_VFD1_I3
UL8_08_VFD1 | IO0 | UL8_08_VFD1_IO0
UL8_08_VFD1 | IO1 | UL8_08_VFD1_IO1
UL8_08_VFD1 | SI0 | UL8_08_VFD1_SI0
UL8_08_VFD1 | SI1 | UL8_08_VFD1_SI1
UL8_08_VFD1 | SI2 | UL8_08_VFD1_SI2
UL8_08_VFD1 | SI3 | UL8_08_VFD1_SI3
UL8_08_VFD1 | SO0 | UL8_08_VFD1_SO0
UL8_09_VFD1 | I0 | UL8_09_VFD1_I0 | UL8_9_VFD1_DISC
UL8_09_VFD1 | I1 | UL8_09_VFD1_I1
UL8_09_VFD1 | I2 | UL8_09_VFD1_I2
UL8_09_VFD1 | I3 | UL8_09_VFD1_I3
UL8_09_VFD1 | IO0 | UL8_09_VFD1_IO0
UL8_09_VFD1 | IO1 | UL8_09_VFD1_IO1
UL8_09_VFD1 | SI0 | UL8_09_VFD1_SI0
UL8_09_VFD1 | SI1 | UL8_09_VFD1_SI1
UL8_09_VFD1 | SI2 | UL8_09_VFD1_SI2
UL8_09_VFD1 | SI3 | UL8_09_VFD1_SI3
UL8_09_VFD1 | SO0 | UL8_09_VFD1_SO0
UL9_03_FIO1 | IO00 | UL9_03_FIO1_IO00 | UL9_3_BCN1_R
UL9_03_FIO1 | IO01 | UL9_03_FIO1_IO01
UL9_03_FIO1 | IO02 | UL9_03_FIO1_IO02 | UL9_3_BCN2_R
UL9_03_FIO1 | IO03 | UL9_03_FIO1_IO03
UL9_03_FIO1 | IO04 | UL9_03_FIO1_IO04 | UL9_3_LPE1
UL9_03_FIO1 | IO05 | UL9_03_FIO1_IO05
UL9_03_FIO1 | IO06 | UL9_03_FIO1_IO06 | UL9_3_LPE2
UL9_03_FIO1 | IO07 | UL9_03_FIO1_IO07
UL9_03_FIO1 | IO08 | UL9_03_FIO1_IO08 | UL9_3_S1_PB
UL9_03_FIO1 | IO09 | UL9_03_FIO1_IO09 | UL9_3_S1_PB_LT
UL9_03_FIO1 | IO10 | UL9_03_FIO1_IO10 | UL9_3_S2_PB
UL9_03_FIO1 | IO11 | UL9_03_FIO1_IO11 | UL9_3_S2_PB_LT
UL9_03_FIO1 | IO12 | UL9_03_FIO1_IO12
UL9_03_FIO1 | IO13 | UL9_03_FIO1_IO13
UL9_03_FIO1 | IO14 | UL9_03_FIO1_IO14
UL9_03_FIO1 | IO15 | UL9_03_FIO1_IO15
UL9_03_VFD1 | I0 | UL9_03_VFD1_I0 | UL9_3_VFD1_DISC
UL9_03_VFD1 | I1 | UL9_03_VFD1_I1 | UL9_3_ENC1
UL9_03_VFD1 | I2 | UL9_03_VFD1_I2 | UL9_3_TPE1
UL9_03_VFD1 | I3 | UL9_03_VFD1_I3 | UL9_3_TPE2
UL9_03_VFD1 | IO0 | UL9_03_VFD1_IO0
UL9_03_VFD1 | IO1 | UL9_03_VFD1_IO1
UL9_03_VFD1 | SI0 | UL9_03_VFD1_SI0 | UL9_3_EPC1
UL9_03_VFD1 | SI1 | UL9_03_VFD1_SI1 | UL9_3_EPC1_2
UL9_03_VFD1 | SI2 | UL9_03_VFD1_SI2 | UL9_3_EPC2
UL9_03_VFD1 | SI3 | UL9_03_VFD1_SI3 | UL9_3_EPC2_2
UL9_03_VFD1 | SO0 | UL9_03_VFD1_SO0
UL9_04_VFD1 | I0 | UL9_04_VFD1_I0 | UL9_4_VFD1_DISC
UL9_04_VFD1 | I1 | UL9_04_VFD1_I1 | UL9_4_ENC1
UL9_04_VFD1 | I2 | UL9_04_VFD1_I2 | UL9_4_TPE1
UL9_04_VFD1 | I3 | UL9_04_VFD1_I3
UL9_04_VFD1 | IO0 | UL9_04_VFD1_IO0 | UL9_4_BCN1_R
UL9_04_VFD1 | IO1 | UL9_04_VFD1_IO1 | UL9_4_BCN2_R
UL9_04_VFD1 | SI0 | UL9_04_VFD1_SI0 | UL9_4_EPC1
UL9_04_VFD1 | SI1 | UL9_04_VFD1_SI1 | UL9_4_EPC1_2
UL9_04_VFD1 | SI2 | UL9_04_VFD1_SI2 | UL9_4_EPC2
UL9_04_VFD1 | SI3 | UL9_04_VFD1_SI3 | UL9_4_EPC2_2
UL9_04_VFD1 | SO0 | UL9_04_VFD1_SO0
UL9_05_VFD1 | I0 | UL9_05_VFD1_I0 | UL9_5_VFD1_DISC
UL9_05_VFD1 | I1 | UL9_05_VFD1_I1 | UL9_5_ENC1
UL9_05_VFD1 | I2 | UL9_05_VFD1_I2
UL9_05_VFD1 | I3 | UL9_05_VFD1_I3
UL9_05_VFD1 | IO0 | UL9_05_VFD1_IO0 | UL9_4_S1_PB
UL9_05_VFD1 | IO1 | UL9_05_VFD1_IO1 | UL9_4_S1_PB_LT
UL9_05_VFD1 | SI0 | UL9_05_VFD1_SI0
UL9_05_VFD1 | SI1 | UL9_05_VFD1_SI1
UL9_05_VFD1 | SI2 | UL9_05_VFD1_SI2
UL9_05_VFD1 | SI3 | UL9_05_VFD1_SI3
UL9_05_VFD1 | SO0 | UL9_05_VFD1_SO0
UL9_06_VFD1 | I0 | UL9_06_VFD1_I0 | UL9_6_VFD1_DISC
UL9_06_VFD1 | I1 | UL9_06_VFD1_I1 | UL9_6_ENC1
UL9_06_VFD1 | I2 | UL9_06_VFD1_I2 | UL9_6_TPE1
UL9_06_VFD1 | I3 | UL9_06_VFD1_I3 | UL9_6_TPE2
UL9_06_VFD1 | IO0 | UL9_06_VFD1_IO0 | UL9_4_S2_PB
UL9_06_VFD1 | IO1 | UL9_06_VFD1_IO1 | UL9_4_S2_PB_LT
UL9_06_VFD1 | SI0 | UL9_06_VFD1_SI0
UL9_06_VFD1 | SI1 | UL9_06_VFD1_SI1
UL9_06_VFD1 | SI2 | UL9_06_VFD1_SI2
UL9_06_VFD1 | SI3 | UL9_06_VFD1_SI3
UL9_06_VFD1 | SO0 | UL9_06_VFD1_SO0
UL9_07_VFD1 | I0 | UL9_07_VFD1_I0 | UL9_7_VFD1_DISC
UL9_07_VFD1 | I1 | UL9_07_VFD1_I1 | UL9_7_ENC1
UL9_07_VFD1 | I2 | UL9_07_VFD1_I2 | UL9_7_TPE1
UL9_07_VFD1 | I3 | UL9_07_VFD1_I3
UL9_07_VFD1 | IO0 | UL9_07_VFD1_IO0
UL9_07_VFD1 | IO1 | UL9_07_VFD1_IO1
UL9_07_VFD1 | SI0 | UL9_07_VFD1_SI0
UL9_07_VFD1 | SI1 | UL9_07_VFD1_SI1
UL9_07_VFD1 | SI2 | UL9_07_VFD1_SI2
UL9_07_VFD1 | SI3 | UL9_07_VFD1_SI3
UL9_07_VFD1 | SO0 | UL9_07_VFD1_SO0
UL9_08_VFD1 | I0 | UL9_08_VFD1_I0 | UL9_8_VFD1_DISC
UL9_08_VFD1 | I1 | UL9_08_VFD1_I1 | UL9_8_ENC1
UL9_08_VFD1 | I2 | UL9_08_VFD1_I2 | UL9_8_TPE1
UL9_08_VFD1 | I3 | UL9_08_VFD1_I3
UL9_08_VFD1 | IO0 | UL9_08_VFD1_IO0
UL9_08_VFD1 | IO1 | UL9_08_VFD1_IO1
UL9_08_VFD1 | SI0 | UL9_08_VFD1_SI0
UL9_08_VFD1 | SI1 | UL9_08_VFD1_SI1
UL9_08_VFD1 | SI2 | UL9_08_VFD1_SI2
UL9_08_VFD1 | SI3 | UL9_08_VFD1_SI3
UL9_08_VFD1 | SO0 | UL9_08_VFD1_SO0
UL9_09_VFD1 | I0 | UL9_09_VFD1_I0 | UL9_9_VFD1_DISC
UL9_09_VFD1 | I1 | UL9_09_VFD1_I1 | UL9_9_ENC1
UL9_09_VFD1 | I2 | UL9_09_VFD1_I2 | UL9_9_TPE1
UL9_09_VFD1 | I3 | UL9_09_VFD1_I3
UL9_09_VFD1 | IO0 | UL9_09_VFD1_IO0
UL9_09_VFD1 | IO1 | UL9_09_VFD1_IO1
UL9_09_VFD1 | SI0 | UL9_09_VFD1_SI0
UL9_09_VFD1 | SI1 | UL9_09_VFD1_SI1
UL9_09_VFD1 | SI2 | UL9_09_VFD1_SI2
UL9_09_VFD1 | SI3 | UL9_09_VFD1_SI3
UL9_09_VFD1 | SO0 | UL9_09_VFD1_SO0
UL9_10_VFD1 | I0 | UL9_10_VFD1_I0 | UL9_10_VFD1_DISC
UL9_10_VFD1 | I1 | UL9_10_VFD1_I1 | UL9_10_ENC1
UL9_10_VFD1 | I2 | UL9_10_VFD1_I2 | UL9_10_TPE1
UL9_10_VFD1 | I3 | UL9_10_VFD1_I3
UL9_10_VFD1 | IO0 | UL9_10_VFD1_IO0
UL9_10_VFD1 | IO1 | UL9_10_VFD1_IO1
UL9_10_VFD1 | SI0 | UL9_10_VFD1_SI0
UL9_10_VFD1 | SI1 | UL9_10_VFD1_SI1
UL9_10_VFD1 | SI2 | UL9_10_VFD1_SI2
UL9_10_VFD1 | SI3 | UL9_10_VFD1_SI3
UL9_10_VFD1 | SO0 | UL9_10_VFD1_SO0
UL9_11_VFD1 | I0 | UL9_11_VFD1_I0 | UL9_11_VFD1_DISC
UL9_11_VFD1 | I1 | UL9_11_VFD1_I1
UL9_11_VFD1 | I2 | UL9_11_VFD1_I2
UL9_11_VFD1 | I3 | UL9_11_VFD1_I3
UL9_11_VFD1 | IO0 | UL9_11_VFD1_IO0
UL9_11_VFD1 | IO1 | UL9_11_VFD1_IO1
UL9_11_VFD1 | SI0 | UL9_11_VFD1_SI0
UL9_11_VFD1 | SI1 | UL9_11_VFD1_SI1
UL9_11_VFD1 | SI2 | UL9_11_VFD1_SI2
UL9_11_VFD1 | SI3 | UL9_11_VFD1_SI3
UL9_11_VFD1 | SO0 | UL9_11_VFD1_SO0
UL1_13_FIO1 | IO00 | UL1_13_FIO1_IO00 | UL1_13_SOL1 |  | 2025-06-06
UL1_13_FIO1 | IO01 | UL1_13_FIO1_IO01
UL1_13_FIO1 | IO02 | UL1_13_FIO1_IO02 | UL1_13_SOL2
UL1_13_FIO1 | IO03 | UL1_13_FIO1_IO03
UL1_13_FIO1 | IO04 | UL1_13_FIO1_IO04 | UL1_13_SOL3
UL1_13_FIO1 | O05 | UL1_13_FIO1_IO05
UL1_13_FIO1 | IO06 | UL1_13_FIO1_IO06 | UL1_13_PE1 | DEBRIS SENSOR
UL1_13_FIO1 | O07 | UL1_13_FIO1_IO07
UL1_13_FIO1 | IO08 | UL1_13_FIO1_IO08 | UL1_13_PE2 | BELT ENGAGEMENT
UL1_13_FIO1 | IO09 | UL1_13_FIO1_IO09
UL1_13_FIO1 | IO10 | UL1_13_FIO1_IO10 | UL1_13_PE3 | ENTRANCE PE
UL1_13_FIO1 | IO11 | UL1_13_FIO1_IO11
UL1_13_FIO1 | IO12 | UL1_13_FIO1_IO12 | UL1_13_PE4 | EXIT PE
UL1_13_FIO1 | O13 | UL1_13_FIO1_IO13
UL1_13_FIO1 | IO14 | UL1_13_FIO1_IO14 | UL1_13_PE5 | DEBRIS SENSOR
UL1_13_FIO1 | O15 | UL1_13_FIO1_IO15
UL4_13_FIO1 | IO00 | UL4_13_FIO1_IO00 | UL4_13_SOL1
UL4_13_FIO1 | IO01 | UL4_13_FIO1_IO01
UL4_13_FIO1 | IO02 | UL4_13_FIO1_IO02 | UL4_13_SOL2
UL4_13_FIO1 | IO03 | UL4_13_FIO1_IO03
UL4_13_FIO1 | IO04 | UL4_13_FIO1_IO04 | UL4_13_SOL3
UL4_13_FIO1 | O05 | UL4_13_FIO1_IO05
UL4_13_FIO1 | IO06 | UL4_13_FIO1_IO06 | UL4_13_PE1 | DEBRIS SENSOR
UL4_13_FIO1 | O07 | UL4_13_FIO1_IO07
UL4_13_FIO1 | IO08 | UL4_13_FIO1_IO08 | UL4_13_PE2 | BELT ENGAGEMENT
UL4_13_FIO1 | IO09 | UL4_13_FIO1_IO09
UL4_13_FIO1 | IO10 | UL4_13_FIO1_IO10 | UL4_13_PE3 | ENTRANCE PE
UL4_13_FIO1 | IO11 | UL4_13_FIO1_IO11
UL4_13_FIO1 | IO12 | UL4_13_FIO1_IO12 | UL4_13_PE4 | EXIT PE
UL4_13_FIO1 | O13 | UL4_13_FIO1_IO13
UL4_13_FIO1 | IO14 | UL4_13_FIO1_IO14 | UL4_13_PE5 | DEBRIS SENSOR
UL4_13_FIO1 | O15 | UL4_13_FIO1_IO15
UL7_13_FIO1 | IO00 | UL7_13_FIO1_IO00 | UL7_13_SOL1
UL7_13_FIO1 | IO01 | UL7_13_FIO1_IO01
UL7_13_FIO1 | IO02 | UL7_13_FIO1_IO02 | UL7_13_SOL2
UL7_13_FIO1 | IO03 | UL7_13_FIO1_IO03
UL7_13_FIO1 | IO04 | UL7_13_FIO1_IO04 | UL7_13_SOL3
UL7_13_FIO1 | O05 | UL7_13_FIO1_IO05
UL7_13_FIO1 | IO06 | UL7_13_FIO1_IO06 | UL7_13_PE1 | DEBRIS SENSOR
UL7_13_FIO1 | O07 | UL7_13_FIO1_IO07
UL7_13_FIO1 | IO08 | UL7_13_FIO1_IO08 | UL7_13_PE2 | BELT ENGAGEMENT
UL7_13_FIO1 | IO09 | UL7_13_FIO1_IO09
UL7_13_FIO1 | IO10 | UL7_13_FIO1_IO10 | UL7_13_PE3 | ENTRANCE PE
UL7_13_FIO1 | IO11 | UL7_13_FIO1_IO11
UL7_13_FIO1 | IO12 | UL7_13_FIO1_IO12 | UL7_13_PE4 | EXIT PE
UL7_13_FIO1 | O13 | UL7_13_FIO1_IO13
UL7_13_FIO1 | IO14 | UL7_13_FIO1_IO14 | UL7_13_PE5 | DEBRIS SENSOR
UL7_13_FIO1 | O15 | UL7_13_FIO1_IO15
UL11_13_FIO1 | IO00 | UL11_13_FIO1_IO00 | UL11_13_SOL1
UL11_13_FIO1 | IO01 | UL11_13_FIO1_IO01
UL11_13_FIO1 | IO02 | UL11_13_FIO1_IO02 | UL11_13_SOL2
UL11_13_FIO1 | IO03 | UL11_13_FIO1_IO03
UL11_13_FIO1 | IO04 | UL11_13_FIO1_IO04 | UL11_13_SOL3
UL11_13_FIO1 | O05 | UL11_13_FIO1_IO05
UL11_13_FIO1 | IO06 | UL11_13_FIO1_IO06 | UL11_13_PE1 | DEBRIS SENSOR
UL11_13_FIO1 | O07 | UL11_13_FIO1_IO07
UL11_13_FIO1 | IO08 | UL11_13_FIO1_IO08 | UL11_13_PE2 | BELT ENGAGEMENT
UL11_13_FIO1 | IO09 | UL11_13_FIO1_IO09
UL11_13_FIO1 | IO10 | UL11_13_FIO1_IO10 | UL11_13_PE3 | ENTRANCE PE
UL11_13_FIO1 | IO11 | UL11_13_FIO1_IO11
UL11_13_FIO1 | IO12 | UL11_13_FIO1_IO12 | UL11_13_PE4 | EXIT PE
UL11_13_FIO1 | O13 | UL11_13_FIO1_IO13
UL11_13_FIO1 | IO14 | UL11_13_FIO1_IO14 | UL11_13_PE5 | DEBRIS SENSOR
UL11_13_FIO1 | O15 | UL11_13_FIO1_IO15
PDP1_FIO1 | IO00 | PDP1_FIO1_IO00 | PDP1_CB1 | 2025-06-06
PDP1_FIO1 | IO01 | PDP1_FIO1_IO01 | PDP1_CB2
PDP1_FIO1 | IO02 | PDP1_FIO1_IO02 | PDP1_CB3
PDP1_FIO1 | IO03 | PDP1_FIO1_IO03 | PDP1_CB4
PDP1_FIO1 | IO04 | PDP1_FIO1_IO04 | PDP1_CB5
PDP1_FIO1 | O05 | PDP1_FIO1_O05
PDP1_FIO1 | IO06 | PDP1_FIO1_IO06 | PDP1_CB6
PDP1_FIO1 | O07 | PDP1_FIO1_O07
PDP1_FIO1 | IO08 | PDP1_FIO1_IO08 | PDP1_CB7
PDP1_FIO1 | IO09 | PDP1_FIO1_IO09 | PDP1_CB8
PDP1_FIO1 | IO10 | PDP1_FIO1_IO10 | PDP1_CB9
PDP1_FIO1 | IO11 | PDP1_FIO1_IO11 | PDP1_CB10
PDP1_FIO1 | IO12 | PDP1_FIO1_IO12 | PDP1_PWM1
PDP1_FIO1 | O13 | PDP1_FIO1_O13
PDP1_FIO1 | IO14 | PDP1_FIO1_IO14 | PDP1_FIO1H
PDP1_FIO1 | O15 | PDP1_FIO1_O15
PDP1_FIOH1 | IO00 | PDP1_FIOH1_IO00 | PDP1_CB11
PDP1_FIOH1 | IO01 | PDP1_FIOH1_IO01 | PDP1_CB12
PDP1_FIOH1 | IO02 | PDP1_FIOH1_IO02 | PDP1_CB13
PDP1_FIOH1 | IO03 | PDP1_FIOH1_IO03 | PDP1_CB14
PDP1_FIOH1 | IO04 | PDP1_FIOH1_IO04 | PDP1_CB15
PDP1_FIOH1 | IO05 | PDP1_FIOH1_IO05 | PDP1_CB16
PDP1_FIOH1 | IO06 | PDP1_FIOH1_IO06 | PDP1_CB17
PDP1_FIOH1 | IO07 | PDP1_FIOH1_IO07 | PDP1_CB18
PDP1_FIOH1 | IO08 | PDP1_FIOH1_IO08 | PDP1_CB19
PDP1_FIOH1 | IO09 | PDP1_FIOH1_IO09 | PDP1_CB20
PDP1_FIOH1 | IO10 | PDP1_FIOH1_IO10 | PDP1_CB21
PDP1_FIOH1 | IO11 | PDP1_FIOH1_IO11 | PDP1_CB22
PDP1_FIOH1 | IO12 | PDP1_FIOH1_IO12 | PDP1_CB23
PDP1_FIOH1 | IO13 | PDP1_FIOH1_IO13 | PDP1_CB24
PDP1_FIOH1 | IO14 | PDP1_FIOH1_IO14 | PDP1_CB25
PDP1_FIOH1 | IO15 | PDP1_FIOH1_IO15 | PDP1_CB26
PDP2_FIO1 | IO00 | PDP2_FIO1_IO00 | PDP2_CB1
PDP2_FIO1 | IO01 | PDP2_FIO1_IO01 | PDP2_CB2
PDP2_FIO1 | IO02 | PDP2_FIO1_IO02 | PDP2_CB3
PDP2_FIO1 | IO03 | PDP2_FIO1_IO03 | PDP2_CB4
PDP2_FIO1 | IO04 | PDP2_FIO1_IO04 | PDP2_CB5
PDP2_FIO1 | O05 | PDP2_FIO1_O05
PDP2_FIO1 | IO06 | PDP2_FIO1_IO06 | PDP2_CB6
PDP2_FIO1 | O07 | PDP2_FIO1_O07
PDP2_FIO1 | IO08 | PDP2_FIO1_IO08 | PDP2_CB7
PDP2_FIO1 | IO09 | PDP2_FIO1_IO09 | PDP2_CB8
PDP2_FIO1 | IO10 | PDP2_FIO1_IO10 | PDP2_CB9
PDP2_FIO1 | IO11 | PDP2_FIO1_IO11 | PDP2_CB10
PDP2_FIO1 | IO12 | PDP2_FIO1_IO12 | PDP2_PWM1
PDP2_FIO1 | O13 | PDP2_FIO1_O13
PDP2_FIO1 | IO14 | PDP2_FIO1_IO14 | PDP2_FIO1H
PDP2_FIO1 | O15 | PDP2_FIO1_O15
PDP2_FIOH1 | IO00 | PDP2_FIOH1_IO00 | PDP2_CB11
PDP2_FIOH1 | IO01 | PDP2_FIOH1_IO01 | PDP2_CB12
PDP2_FIOH1 | IO02 | PDP2_FIOH1_IO02 | PDP2_CB13
PDP2_FIOH1 | IO03 | PDP2_FIOH1_IO03 | PDP2_CB14
PDP2_FIOH1 | IO04 | PDP2_FIOH1_IO04 | PDP2_CB15
PDP2_FIOH1 | IO05 | PDP2_FIOH1_IO05 | PDP2_CB16
PDP2_FIOH1 | IO06 | PDP2_FIOH1_IO06 | PDP2_CB17
PDP2_FIOH1 | IO07 | PDP2_FIOH1_IO07 | PDP2_CB18
PDP2_FIOH1 | IO08 | PDP2_FIOH1_IO08 | PDP2_CB19
PDP2_FIOH1 | IO09 | PDP2_FIOH1_IO09 | PDP2_CB20
PDP2_FIOH1 | IO10 | PDP2_FIOH1_IO10 | PDP2_CB21
PDP2_FIOH1 | IO11 | PDP2_FIOH1_IO11 | PDP2_CB22
PDP2_FIOH1 | IO12 | PDP2_FIOH1_IO12 | PDP2_CB23
PDP2_FIOH1 | IO13 | PDP2_FIOH1_IO13 | PDP2_CB24
PDP2_FIOH1 | IO14 | PDP2_FIOH1_IO14 | PDP2_CB25
PDP2_FIOH1 | IO15 | PDP2_FIOH1_IO15 | PDP2_CB26
PDP6_FIO1 | IO00 | PDP6_FIO1_IO00 | PDP6_CB1
PDP6_FIO1 | IO01 | PDP6_FIO1_IO01 | PDP6_CB2
PDP6_FIO1 | IO02 | PDP6_FIO1_IO02 | PDP6_CB3
PDP6_FIO1 | IO03 | PDP6_FIO1_IO03 | PDP6_CB4
PDP6_FIO1 | IO04 | PDP6_FIO1_IO04 | PDP6_CB5
PDP6_FIO1 | O05 | PDP6_FIO1_O05
PDP6_FIO1 | IO06 | PDP6_FIO1_IO06 | PDP6_CB6
PDP6_FIO1 | O07 | PDP6_FIO1_O07
PDP6_FIO1 | IO08 | PDP6_FIO1_IO08 | PDP6_CB7
PDP6_FIO1 | IO09 | PDP6_FIO1_IO09 | PDP6_CB8
PDP6_FIO1 | IO10 | PDP6_FIO1_IO10 | PDP6_CB9
PDP6_FIO1 | IO11 | PDP6_FIO1_IO11 | PDP6_CB10
PDP6_FIO1 | IO12 | PDP6_FIO1_IO12 | PDP6_PWM1
PDP6_FIO1 | O13 | PDP6_FIO1_O13
PDP6_FIO1 | IO14 | PDP6_FIO1_IO14 | PDP6_FIO1H
PDP6_FIO1 | O15 | PDP6_FIO1_O15
PDP6_FIOH1 | IO00 | PDP6_FIOH1_IO00 | PDP6_CB11
PDP6_FIOH1 | IO01 | PDP6_FIOH1_IO01 | PDP6_CB12
PDP6_FIOH1 | IO02 | PDP6_FIOH1_IO02 | PDP6_CB13
PDP6_FIOH1 | IO03 | PDP6_FIOH1_IO03 | PDP6_CB14
PDP6_FIOH1 | IO04 | PDP6_FIOH1_IO04 | PDP6_CB15
PDP6_FIOH1 | IO05 | PDP6_FIOH1_IO05 | PDP6_CB16
PDP6_FIOH1 | IO06 | PDP6_FIOH1_IO06 | PDP6_CB17
PDP6_FIOH1 | IO07 | PDP6_FIOH1_IO07 | PDP6_CB18
PDP6_FIOH1 | IO08 | PDP6_FIOH1_IO08 | PDP6_CB19
PDP6_FIOH1 | IO09 | PDP6_FIOH1_IO09 | PDP6_CB20
PDP6_FIOH1 | IO10 | PDP6_FIOH1_IO10 | PDP6_CB21
PDP6_FIOH1 | IO11 | PDP6_FIOH1_IO11 | PDP6_CB22
PDP6_FIOH1 | IO12 | PDP6_FIOH1_IO12 | PDP6_CB23
PDP6_FIOH1 | IO13 | PDP6_FIOH1_IO13 | PDP6_CB24
PDP6_FIOH1 | IO14 | PDP6_FIOH1_IO14 | PDP6_CB25
PDP6_FIOH1 | IO15 | PDP6_FIOH1_IO15 | PDP6_CB26

## NETWORK1
Unnamed: 0 | MCM01 | Unnamed: 2 | Unnamed: 3 | Unnamed: 4 | Unnamed: 5 | Unnamed: 6 | Unnamed: 7 | Unnamed: 8 | Unnamed: 9 | Unnamed: 10 | Unnamed: 11 | Unnamed: 12 | Unnamed: 13 | Unnamed: 14 | Unnamed: 15 | Unnamed: 16 | Unnamed: 17 | Unnamed: 18
SLOT0 | 1756-L83ES | IP | RING |  | STAR
SLOT1 | 1756-N2 |  | DPM | IP | VFD NAME | VFD PART NUMBER | IP | PDP | DPM | HP | VFD PART NUMBER |  |  |  | PS1_1_VFD1 | PS1_1 | 2 | 35S-6D2-P101
SLOT2 | 1756-EN4TR | 11.200.1.1 | UL1_4_DPM1 | 11.200.1.2 | UL1_1_EX1 | CALJAN | 11.200.1.30 | PDP01 | DPM1_UL1_4_P1 | EXTENDO |  |  | MCM01 | PDP1 | PS1_2_VFD1 | PS1_2 | 2 | 35S-6D2-P101
SLOT3 | 1756-N2 |  |  |  | UL1_3_VFD1 | 35S-6D4-P111 | 11.200.1.31 | PDP01 | DPM1_UL1_4_P2 | 5 |  |  |  | PDP2 | PS1_3_VFD1 | PS1_3 | 2 | 35S-6D2-P101
SLOT4 | 1756-N2 |  |  |  | UL1_4_VFD1 | 35S-6D4-P111 | 11.200.1.32 | PDP01 | DPM1_UL1_4_P3 | 5 |  |  |  | PDP6 | PS1_4_VFD1 | PS1_4 | 7.5 | 35S-6D5-P111
SLOT5 | 1756-IB16 |  |  |  | UL1_5_VFD1 | 35S-6D3-P101 | 11.200.1.33 | PDP01 | DPM1_UL1_4_P4 | 3 |  |  |  |  | PS1_4_DPM1 | PS1_4_DPM1 | DPM
SLOT6 | 1756-OB16E |  |  |  | UL1_6_VFD1 | 35S-6D3-P101 | 11.200.1.34 | PDP01 | DPM1_UL1_4_P5 | 3 |  |  |  |  | PS1_5_VFD1 | PS1_5 | 5 | 35S-6D4-P111
SLOT7 | 1756-IB16S |  |  |  | UL1_7_VFD1 | 35S-6D3-P101 | 11.200.1.35 | PDP01 | DPM1_UL1_4_P6 | 3 |  |  |  |  | PS2_1_VFD1 | PS2_1 | 2 | 35S-6D2-P101
SLOT8 | 1756-N2 |  |  |  | UL1_8_VFD1 | 35S-6D3-P101 | 11.200.1.36 | PDP01 | DPM1_UL1_4_P7 | 3 |  |  |  |  | PS2_2_VFD1 | PS2_2 | 3 | 35S-6D3-P101
SLOT9 | 1756-N2 |  |  |  | UL1_9_VFD1 | 35S-6D4-P111 | 11.200.1.37 | PDP01 | DPM1_UL1_4_P8 | 5 |  |  |  |  | PS2_3_VFD1 | PS2_3 | 5 | 35S-6D4-P111
[5 empty] | UL1_10A_VFD1 | 35S-6D3-P101 | 11.200.1.38 | PDP01 | DPM1_UL1_4_P9 | 3 |  |  |  |  | PS2_4_VFD1 | PS2_4 | 2 | 35S-6D2-P101
[5 empty] | UL1_10B_VFD1 | 35S-6D3-P101 | 11.200.1.39 | PDP01 | DPM1_UL1_4_P10 | 3 |  |  |  |  | PS2_5_VFD1 | PS2_5 | 7.5 | 35S-6D5-P111
DPM COUNT | 11 |  |  |  | UL1_11_VFD1 | 35S-6D2-P101 | 11.200.1.40 | PDP01 | DPM1_UL1_4_P11 | 2 |  |  |  |  | PS2_6_VFD1 | PS2_6 | 3 | 35S-6D3-P101
[5 empty] | UL1_12_VFD1 | 35S-6D2-P101 | 11.200.1.41 | PDP01 | DPM1_UL1_4_P12 | 2 |  |  |  |  | PS3_1_VFD1 | PS3_1 | 2 | 35S-6D2-P101
[5 empty] | UL1_13_VFD1 | 35S-6D4-P111 | 11.200.1.42 | PDP01 | DPM1_UL1_4_P13 | 5 |  |  |  |  | PS3_10_VFD1 | PS3_10 | 5 | 35S-6D4-P111
[5 empty] | UL1_3_FIO1 | 5032-8IOLM12DR | 11.200.1.43 | PDP01 | DPM1_UL1_4_P14 | FIO |  |  |  |  | PS3_11_VFD1 | PS3_11 | 3 | 35S-6D3-P101
[5 empty] | UL1_13_FIO1 | 5032-8IOLM12DR | 11.200.1.216 |  |  |  |  | ADDED 5/26 |  |  | PS3_12_VFD1 | PS3_12 | 3 | 35S-6D3-P101
|  |  | UL2_4_DPM1 | 11.200.1.3 | UL2_1_EX1 | CALJAN | 11.200.1.44 | PDP01 | DPM2_UL2_4_P1 | EXTENDO |  |  |  |  | PS3_2_VFD1 | PS3_2 | 3 | 35S-6D3-P101
[5 empty] | UL2_3_VFD1 | 35S-6D4-P111 | 11.200.1.45 | PDP01 | DPM2_UL2_4_P2 | 5 |  |  |  |  | PS3_3_VFD1 | PS3_3 | 3 | 35S-6D3-P101
[5 empty] | UL2_4_VFD1 | 35S-6D4-P111 | 11.200.1.46 | PDP01 | DPM2_UL2_4_P3 | 5 |  |  |  |  | PS3_4_VFD1 | PS3_4 | 2 | 35S-6D2-P101
[5 empty] | UL2_5_VFD1 | 35S-6D2-P101 | 11.200.1.47 | PDP01 | DPM2_UL2_4_P4 | 2 |  |  |  |  | PS3_5_VFD1 | PS3_5 | 5 | 35S-6D4-P111
[5 empty] | UL2_6_VFD1 | 35S-6D3-P101 | 11.200.1.48 | PDP01 | DPM2_UL2_4_P5 | 3 |  |  |  |  | PS3_6_VFD1 | PS3_6 | 5 | 35S-6D4-P111
[5 empty] | UL2_7_VFD1 | 35S-6D3-P101 | 11.200.1.49 | PDP01 | DPM2_UL2_4_P6 | 3 |  |  |  |  | PS3_6_DPM1 | PS3_6_DPM1 | DPM
[5 empty] | UL2_8_VFD1 | 35S-6D3-P101 | 11.200.1.50 | PDP01 | DPM2_UL2_4_P7 | 3 |  |  |  |  | PS3_7_VFD1 | PS3_7 | 10 | 35S-6D6-P111
[5 empty] | UL2_9_VFD1 | 35S-6D3-P101 | 11.200.1.51 | PDP01 | DPM2_UL2_4_P8 | 3 |  |  |  |  | PS3_8_VFD1 | PS3_8 | 3 | 35S-6D3-P101
[5 empty] | UL2_10_VFD1 | 35S-6D2-P101 | 11.200.1.52 | PDP01 | DPM2_UL2_4_P9 | 2 |  |  |  |  | PS3_9_VFD1 | PS3_9 | 5 | 35S-6D4-P111
[5 empty] | UL3_1_VFD1 | 35S-6D2-P101 | 11.200.1.53 | PDP01 | DPM2_UL2_4_P10 | 2 |  |  |  |  | PS4_1_VFD1 | PS4_1 | 2 | 35S-6D2-P101
[5 empty] | UL3_2_VFD1 | 35S-6D5-P111 | 11.200.1.54 | PDP01 | DPM2_UL2_4_P11 | 7.5 |  |  |  |  | PS4_10_VFD1 | PS4_10 | 10 | 35S-6D6-P111
[5 empty] | UL3_3_VFD1 | 35S-6D2-P101 | 11.200.1.55 | PDP01 | DPM2_UL2_4_P12 | 2 |  |  |  |  | PS4_11_VFD1 | PS4_11 | 5 | 35S-6D4-P111
[5 empty] | UL3_4_VFD1 | 35S-6D2-P101 | 11.200.1.56 | PDP01 | DPM2_UL2_4_P13 | 2 |  |  |  |  | PS4_12_VFD1 | PS4_12 | 3 | 35S-6D3-P101
[5 empty] | UL3_5_VFD1 | 35S-6D3-P101 | 11.200.1.57 | PDP01 | DPM2_UL2_4_P14 | 3 |  |  |  |  | PS4_13_VFD1 | PS4_13 | 3 | 35S-6D3-P101
[5 empty] | UL3_6_VFD1 | 35S-6D3-P101 | 11.200.1.58 | PDP01 | DPM2_UL2_4_P15 | 3 |  |  |  |  | PS4_14_VFD1 | PS4_14 | 3 | 35S-6D3-P101
[5 empty] | UL3_7_VFD1 | 35S-6D3-P101 | 11.200.1.59 | PDP01 | DPM2_UL2_4_P16 | 3 |  |  |  |  | PS4_2_VFD1 | PS4_2 | 3 | 35S-6D3-P101
[5 empty] | UL3_8_VFD1 | 35S-6D3-P101 | 11.200.1.60 | PDP01 | DPM2_UL2_4_P17 | 3 |  |  |  |  | PS4_3_VFD1 | PS4_3 | 2 | 35S-6D2-P101
[5 empty] | UL3_9_VFD1 | 35S-6D2-P101 | 11.200.1.61 | PDP01 | DPM2_UL2_4_P18 | 2 |  |  |  |  | PS4_4_VFD1 | PS4_4 | 3 | 35S-6D3-P101
[5 empty] | UL2_3_FIO1 | 5032-8IOLM12DR | 11.200.1.62 | PDP01 | DPM2_UL2_4_P19 | FIO |  |  |  |  | PS4_5_VFD1 | PS4_5 | 5 | 35S-6D4-P111
[5 empty] | UL3_2_FIO1 | 5032-8IOLM12DR | 11.200.1.63 | PDP01 | DPM2_UL2_4_P20 | FIO |  |  |  |  | PS4_6_VFD1 | PS4_6 | 7.5 | 35S-6D5-P111
|  |  | UL4_4_DPM1 | 11.200.1.4 | UL4_1_EX1 | CALJAN | 11.200.1.64 | PDP01 | DPM3_UL4_4_P1 | EXTENDO |  |  |  |  | PS4_7_VFD1 | PS4_7 | 7.5 | 35S-6D5-P111
[5 empty] | UL4_3_VFD1 | 35S-6D4-P111 | 11.200.1.65 | PDP01 | DPM3_UL4_4_P2 | 5 |  |  |  |  | PS4_7_DPM1 | PS4_7_DPM1 | DPM
[5 empty] | UL4_4_VFD1 | 35S-6D4-P111 | 11.200.1.66 | PDP01 | DPM3_UL4_4_P3 | 5 |  |  |  |  | PS4_8_VFD1 | PS4_8 | 5 | 35S-6D4-P111
[5 empty] | UL4_5_VFD1 | 35S-6D3-P101 | 11.200.1.67 | PDP01 | DPM3_UL4_4_P4 | 3 |  |  |  |  | PS4_9_VFD1 | PS4_9 | 3 | 35S-6D3-P101
[5 empty] | UL4_6_VFD1 | 35S-6D3-P101 | 11.200.1.68 | PDP01 | DPM3_UL4_4_P5 | 3 |  |  |  |  | UL10_1_VFD1 | UL10_1 | 2 | 35S-6D2-P101
[5 empty] | UL4_7_VFD1 | 35S-6D3-P101 | 11.200.1.69 | PDP01 | DPM3_UL4_4_P6 | 3 |  |  |  |  | UL10_10_VFD1 | UL10_10 | 2 | 35S-6D2-P101
[5 empty] | UL4_8_VFD1 | 35S-6D3-P101 | 11.200.1.70 | PDP01 | DPM3_UL4_4_P7 | 3 |  |  |  |  | UL10_2_VFD1 | UL10_2 | 7.5 | 35S-6D5-P111
[5 empty] | UL4_9_VFD1 | 35S-6D4-P111 | 11.200.1.71 | PDP01 | DPM3_UL4_4_P8 | 5 |  |  |  |  | UL10_3_VFD1 | UL10_3 | 2 | 35S-6D2-P101
[5 empty] | UL4_10A_VFD1 | 35S-6D3-P101 | 11.200.1.72 | PDP01 | DPM3_UL4_4_P9 | 3 |  |  |  |  | UL10_3_DPM1 | UL10_3_DPM1 | DPM
[5 empty] | UL4_10B_VFD1 | 35S-6D3-P101 | 11.200.1.73 | PDP01 | DPM3_UL4_4_P10 | 3 |  |  |  |  | UL10_4_VFD1 | UL10_4 | 3 | 35S-6D3-P101
[5 empty] | UL4_11_VFD1 | 35S-6D2-P101 | 11.200.1.74 | PDP01 | DPM3_UL4_4_P11 | 2 |  |  |  |  | UL10_5_VFD1 | UL10_5 | 3 | 35S-6D3-P101
[5 empty] | UL4_12_VFD1 | 35S-6D2-P101 | 11.200.1.75 | PDP01 | DPM3_UL4_4_P12 | 2 |  |  |  |  | UL10_6_VFD1 | UL10_6 | 3 | 35S-6D3-P101
[5 empty] | UL4_13_VFD1 | 35S-6D4-P111 | 11.200.1.76 | PDP01 | DPM3_UL4_4_P13 | 5 |  |  |  |  | UL10_7_VFD1 | UL10_7 | 3 | 35S-6D3-P101
[5 empty] | UL4_3_FIO1 | 5032-8IOLM12DR | 11.200.1.77 | PDP01 | DPM3_UL4_4_P14 | FIO |  |  |  |  | UL10_8_VFD1 | UL10_8 | 3 | 35S-6D3-P101
[5 empty] | UL4_13_FIO1 | 5032-8IOLM12DR | 11.200.1.217 |  |  |  | ADDED 5/26 |  |  |  | UL10_9_VFD1 | UL10_9 | 3 | 35S-6D3-P101
|  |  | UL5_4_DPM1 | 11.200.1.5 | UL5_1_EX1 | CALJAN | 11.200.1.78 | PDP01 | DPM4_UL5_4_P1 | EXTENDO |  |  |  |  | UL1_1_EX1 | UL1_1 | EXTENDO | CALJAN
[5 empty] | UL5_3_VFD1 | 35S-6D4-P111 | 11.200.1.79 | PDP01 | DPM4_UL5_4_P2 | 5 |  |  |  |  | UL1_10A_VFD1 | UL1_10A | 3 | 35S-6D3-P101
[5 empty] | UL5_4_VFD1 | 35S-6D4-P111 | 11.200.1.80 | PDP01 | DPM4_UL5_4_P3 | 5 |  |  |  |  | UL1_10B_VFD1 | UL1_10B | 3 | 35S-6D3-P101
[5 empty] | UL5_5_VFD1 | 35S-6D2-P101 | 11.200.1.81 | PDP01 | DPM4_UL5_4_P4 | 2 |  |  |  |  | UL11_1_EX1 | UL11_1 | EXTENDO | CALJAN
[5 empty] | UL5_6_VFD1 | 35S-6D3-P101 | 11.200.1.82 | PDP01 | DPM4_UL5_4_P5 | 3 |  |  |  |  | UL1_11_VFD1 | UL1_11 | 2 | 35S-6D2-P101
[5 empty] | UL5_7_VFD1 | 35S-6D3-P101 | 11.200.1.83 | PDP01 | DPM4_UL5_4_P6 | 3 |  |  |  |  | UL11_10A_VFD1 | UL11_10A | 3 | 35S-6D3-P101
[5 empty] | UL5_8_VFD1 | 35S-6D3-P101 | 11.200.1.84 | PDP01 | DPM4_UL5_4_P7 | 3 |  |  |  |  | UL11_10B_VFD1 | UL11_10B | 3 | 35S-6D3-P101
[5 empty] | UL5_9_VFD1 | 35S-6D3-P101 | 11.200.1.85 | PDP01 | DPM4_UL5_4_P8 | 3 |  |  |  |  | UL11_11_VFD1 | UL11_11 | 2 | 35S-6D2-P101
[5 empty] | UL5_10_VFD1 | 35S-6D2-P101 | 11.200.1.86 | PDP01 | DPM4_UL5_4_P9 | 2 |  |  |  |  | UL11_12_VFD1 | UL11_12 | 2 | 35S-6D2-P101
[5 empty] | UL6_1_VFD1 | 35S-6D2-P101 | 11.200.1.87 | PDP01 | DPM4_UL5_4_P10 | 2 |  |  |  |  | UL11_13_VFD1 | UL11_13 | 5 | 35S-6D4-P111
[5 empty] | UL6_2_VFD1 | 35S-6D5-P111 | 11.200.1.88 | PDP01 | DPM4_UL5_4_P11 | 7.5 |  |  |  |  | UL1_12_VFD1 | UL1_12 | 2 | 35S-6D2-P101
[5 empty] | UL6_3_VFD1 | 35S-6D2-P101 | 11.200.1.89 | PDP01 | DPM4_UL5_4_P12 | 2 |  |  |  |  | UL11_3_VFD1 | UL11_3 | 5 | 35S-6D4-P111
[5 empty] | UL6_4_VFD1 | 35S-6D2-P101 | 11.200.1.90 | PDP01 | DPM4_UL5_4_P13 | 2 |  |  |  |  | UL1_13_VFD1 | UL1_13 | 5 | 35S-6D4-P111
[5 empty] | UL6_5_VFD1 | 35S-6D3-P101 | 11.200.1.91 | PDP01 | DPM4_UL5_4_P14 | 3 |  |  |  |  | UL11_4_VFD1 | UL11_4 | 5 | 35S-6D4-P111
[5 empty] | UL6_6_VFD1 | 35S-6D3-P101 | 11.200.1.92 | PDP01 | DPM4_UL5_4_P15 | 3 |  |  |  |  | UL11_4_DPM1 | UL11_4_DPM1 | DPM
[5 empty] | UL6_7_VFD1 | 35S-6D3-P101 | 11.200.1.93 | PDP01 | DPM4_UL5_4_P16 | 3 |  |  |  |  | UL11_5_VFD1 | UL11_5 | 3 | 35S-6D3-P101
[5 empty] | UL6_8_VFD1 | 35S-6D3-P101 | 11.200.1.94 | PDP01 | DPM4_UL5_4_P17 | 3 |  |  |  |  | UL11_6_VFD1 | UL11_6 | 3 | 35S-6D3-P101
[5 empty] | UL6_9_VFD1 | 35S-6D2-P101 | 11.200.1.95 | PDP01 | DPM4_UL5_4_P18 | 2 |  |  |  |  | UL11_7_VFD1 | UL11_7 | 3 | 35S-6D3-P101
[5 empty] | UL5_3_FIO1 | 5032-8IOLM12DR | 11.200.1.96 | PDP01 | DPM4_UL5_4_P19 | FIO |  |  |  |  | UL11_8_VFD1 | UL11_8 | 3 | 35S-6D3-P101
[5 empty] | UL6_2_FIO1 | 5032-8IOLM12DR | 11.200.1.97 | PDP01 | DPM4_UL5_4_P20 | FIO |  |  |  |  | UL11_9_VFD1 | UL11_9 | 5 | 35S-6D4-P111
|  |  | UL7_4_DPM1 | 11.200.1.6 | UL7_1_EX1 | CALJAN | 11.200.1.98 | PDP02 | DPM5_UL7_4_P1 | EXTENDO |  |  |  |  | UL12_1_EX1 | UL12_1 | EXTENDO | CALJAN
[5 empty] | UL7_3_VFD1 | 35S-6D4-P111 | 11.200.1.99 | PDP02 | DPM5_UL7_4_P2 | 5 |  |  |  |  | UL12_10_VFD1 | UL12_10 | 2 | 35S-6D2-P101
[5 empty] | UL7_4_VFD1 | 35S-6D4-P111 | 11.200.1.100 | PDP02 | DPM5_UL7_4_P3 | 5 |  |  |  |  | UL12_3_VFD1 | UL12_3 | 5 | 35S-6D4-P111
[5 empty] | UL7_5_VFD1 | 35S-6D3-P101 | 11.200.1.101 | PDP02 | DPM5_UL7_4_P4 | 3 |  |  |  |  | UL12_4_VFD1 | UL12_4 | 5 | 35S-6D4-P111
[5 empty] | UL7_6_VFD1 | 35S-6D3-P101 | 11.200.1.102 | PDP02 | DPM5_UL7_4_P5 | 3 |  |  |  |  | UL12_5_VFD1 | UL12_5 | 2 | 35S-6D2-P101
[5 empty] | UL7_7_VFD1 | 35S-6D3-P101 | 11.200.1.103 | PDP02 | DPM5_UL7_4_P6 | 3 |  |  |  |  | UL12_6_VFD1 | UL12_6 | 3 | 35S-6D3-P101
[5 empty] | UL7_8_VFD1 | 35S-6D3-P101 | 11.200.1.104 | PDP02 | DPM5_UL7_4_P7 | 3 |  |  |  |  | UL12_7_VFD1 | UL12_7 | 3 | 35S-6D3-P101
[5 empty] | UL7_9_VFD1 | 35S-6D4-P111 | 11.200.1.105 | PDP02 | DPM5_UL7_4_P8 | 5 |  |  |  |  | UL12_8_VFD1 | UL12_8 | 3 | 35S-6D3-P101
[5 empty] | UL7_10A_VFD1 | 35S-6D3-P101 | 11.200.1.106 | PDP02 | DPM5_UL7_4_P9 | 3 |  |  |  |  | UL12_9_VFD1 | UL12_9 | 3 | 35S-6D3-P101
[5 empty] | UL7_10B_VFD1 | 35S-6D3-P101 | 11.200.1.107 | PDP02 | DPM5_UL7_4_P10 | 3 |  |  |  |  | UL1_3_VFD1 | UL1_3 | 5 | 35S-6D4-P111
[5 empty] | UL7_11_VFD1 | 35S-6D2-P101 | 11.200.1.108 | PDP02 | DPM5_UL7_4_P11 | 2 |  |  |  |  | UL1_4_VFD1 | UL1_4 | 5 | 35S-6D4-P111
[5 empty] | UL7_12_VFD1 | 35S-6D2-P101 | 11.200.1.109 | PDP02 | DPM5_UL7_4_P12 | 2 |  |  |  |  | UL1_4_DPM1_VFD1 | UL1_4_DPM1 | DPM
[5 empty] | UL7_13_VFD1 | 35S-6D4-P111 | 11.200.1.110 | PDP02 | DPM5_UL7_4_P13 | 5 |  |  |  |  | UL1_5_VFD1 | UL1_5 | 3 | 35S-6D3-P101
[5 empty] | UL7_3_FIO1 | 5032-8IOLM12DR | 11.200.1.111 | PDP02 | DPM5_UL7_4_P14 | FIO |  |  |  |  | UL1_6_VFD1 | UL1_6 | 3 | 35S-6D3-P101
[5 empty] | PDP1_FIO1 | 5032-8IOLM12DR | 11.200.1.210 |  |  |  | PDP1&2 PMM | UPDATED |  |  | UL1_7_VFD1 | UL1_7 | 3 | 35S-6D3-P101
[5 empty] | PDP1_PMM1 | 1420-V2-ENT | 11.200.1.211 | [7 empty] | UL1_8_VFD1 | UL1_8 | 3 | 35S-6D3-P101
[5 empty] | PDP2_FIO1 | 5032-8IOLM12DR | 11.200.1.212 | [7 empty] | UL1_9_VFD1 | UL1_9 | 5 | 35S-6D4-P111
[5 empty] | PDP2_PMM1 | 1420-V2-ENT | 11.200.1.213 | [7 empty] | UL2_1_EX1 | UL2_1 | EXTENDO | CALJAN
[5 empty] | UL7_13_FIO1 | 5032-8IOLM12DR | 11.200.1.218 |  |  |  | ADDED 5/26 |  |  |  | UL2_10_VFD1 | UL2_10 | 2 | 35S-6D2-P101
|  |  | UL8_3_DPM1 | 11.200.1.7 | UL8_1_VFD1 | 35S-6D2-P101 | 11.200.1.112 | PDP02 | DPM6_UL8_3_P1 | 2 |  |  |  |  | UL2_3_VFD1 | UL2_3 | 5 | 35S-6D4-P111
[5 empty] | UL8_2_VFD1 | 35S-6D5-P111 | 11.200.1.113 | PDP02 | DPM6_UL8_3_P2 | 7.5 |  |  |  |  | UL2_4_VFD1 | UL2_4 | 5 | 35S-6D4-P111
[5 empty] | UL8_3_VFD1 | 35S-6D2-P101 | 11.200.1.114 | PDP02 | DPM6_UL8_3_P3 | 2 |  |  |  |  | UL2_4_DPM1 | UL2_4_DPM1 | DPM
[5 empty] | UL8_4_VFD1 | 35S-6D2-P101 | 11.200.1.115 | PDP02 | DPM6_UL8_3_P4 | 2 |  |  |  |  | UL2_5_VFD1 | UL2_5 | 2 | 35S-6D2-P101
[5 empty] | UL8_5_VFD1 | 35S-6D3-P101 | 11.200.1.116 | PDP02 | DPM6_UL8_3_P5 | 3 |  |  |  |  | UL2_6_VFD1 | UL2_6 | 3 | 35S-6D3-P101
[5 empty] | UL8_6_VFD1 | 35S-6D3-P101 | 11.200.1.117 | PDP02 | DPM6_UL8_3_P6 | 3 |  |  |  |  | UL2_7_VFD1 | UL2_7 | 3 | 35S-6D3-P101
[5 empty] | UL8_7_VFD1 | 35S-6D3-P101 | 11.200.1.118 | PDP02 | DPM6_UL8_3_P7 | 3 |  |  |  |  | UL2_8_VFD1 | UL2_8 | 3 | 35S-6D3-P101
[5 empty] | UL8_8_VFD1 | 35S-6D3-P101 | 11.200.1.119 | PDP02 | DPM6_UL8_3_P8 | 3 |  |  |  |  | UL2_9_VFD1 | UL2_9 | 3 | 35S-6D3-P101
[5 empty] | UL8_9_VFD1 | 35S-6D2-P101 | 11.200.1.120 | PDP02 | DPM6_UL8_3_P9 | 2 |  |  |  |  | UL3_1_VFD1 | UL3_1 | 2 | 35S-6D2-P101
[5 empty] | UL9_1_EX1 | CALJAN | 11.200.1.121 | PDP02 | DPM6_UL8_3_P10 | EXTENDO |  |  |  |  | UL3_2_VFD1 | UL3_2 | 7.5 | 35S-6D5-P111
[5 empty] | UL9_3_VFD1 | 35S-6D4-P111 | 11.200.1.122 | PDP02 | DPM6_UL8_3_P11 | 5 |  |  |  |  | UL3_3_VFD1 | UL3_3 | 2 | 35S-6D2-P101
[5 empty] | UL9_4_VFD1 | 35S-6D4-P111 | 11.200.1.123 | PDP02 | DPM6_UL8_3_P12 | 5 |  |  |  |  | UL3_4_VFD1 | UL3_4 | 2 | 35S-6D2-P101
[5 empty] | UL9_5_VFD1 | 35S-6D2-P101 | 11.200.1.124 | PDP02 | DPM6_UL8_3_P13 | 2 |  |  |  |  | UL3_5_VFD1 | UL3_5 | 3 | 35S-6D3-P101
[5 empty] | UL9_6_VFD1 | 35S-6D3-P101 | 11.200.1.125 | PDP02 | DPM6_UL8_3_P14 | 3 |  |  |  |  | UL3_6_VFD1 | UL3_6 | 3 | 35S-6D3-P101
[5 empty] | UL9_7_VFD1 | 35S-6D3-P101 | 11.200.1.126 | PDP02 | DPM6_UL8_3_P15 | 3 |  |  |  |  | UL3_7_VFD1 | UL3_7 | 3 | 35S-6D3-P101
[5 empty] | UL9_8_VFD1 | 35S-6D3-P101 | 11.200.1.127 | PDP02 | DPM6_UL8_3_P16 | 3 |  |  |  |  | UL3_8_VFD1 | UL3_8 | 3 | 35S-6D3-P101
[5 empty] | UL9_9_VFD1 | 35S-6D3-P101 | 11.200.1.128 | PDP02 | DPM6_UL8_3_P17 | 3 |  |  |  |  | UL3_9_VFD1 | UL3_9 | 2 | 35S-6D2-P101
[5 empty] | UL9_10_VFD1 | 35S-6D3-P101 | 11.200.1.129 | PDP02 | DPM6_UL8_3_P18 | 3 |  |  |  |  | UL4_1_EX1 | UL4_1 | EXTENDO | CALJAN
[5 empty] | UL9_11_VFD1 | 35S-6D2-P101 | 11.200.1.130 | PDP02 | DPM6_UL8_3_P19 | 2 |  |  |  |  | UL4_10A_VFD1 | UL4_10A | 3 | 35S-6D3-P101
[5 empty] | UL8_2_FIO1 | 5032-8IOLM12DR | 11.200.1.131 | PDP02 | DPM6_UL8_3_P20 | FIO |  |  |  |  | UL4_10B_VFD1 | UL4_10B | 3 | 35S-6D3-P101
[5 empty] | UL9_3_FIO1 | 5032-8IOLM12DR | 11.200.1.132 | PDP02 | DPM6_UL8_3_P21 | FIO |  |  |  |  | UL4_11_VFD1 | UL4_11 | 2 | 35S-6D2-P101
|  |  | UL10_3_DPM1 | 11.200.1.8 | UL10_1_VFD1 | 35S-6D2-P101 | 11.200.1.133 | PDP02 | DPM7_UL10_3_P1 | 2 |  |  |  |  | UL4_12_VFD1 | UL4_12 | 2 | 35S-6D2-P101
[5 empty] | UL10_2_VFD1 | 35S-6D5-P111 | 11.200.1.134 | PDP02 | DPM7_UL10_3_P2 | 7.5 |  |  |  |  | UL4_13_VFD1 | UL4_13 | 5 | 35S-6D4-P111
[5 empty] | UL10_3_VFD1 | 35S-6D2-P101 | 11.200.1.135 | PDP02 | DPM7_UL10_3_P3 | 2 |  |  |  |  | UL4_3_VFD1 | UL4_3 | 5 | 35S-6D4-P111
[5 empty] | UL10_4_VFD1 | 35S-6D3-P101 | 11.200.1.136 | PDP02 | DPM7_UL10_3_P4 | 3 |  |  |  |  | UL4_4_VFD1 | UL4_4 | 5 | 35S-6D4-P111
[5 empty] | UL10_5_VFD1 | 35S-6D3-P101 | 11.200.1.137 | PDP02 | DPM7_UL10_3_P5 | 3 |  |  |  |  | UL4_4_DPM1 | UL4_4_DPM1 | DPM
[5 empty] | UL10_6_VFD1 | 35S-6D3-P101 | 11.200.1.138 | PDP02 | DPM7_UL10_3_P6 | 3 |  |  |  |  | UL4_5_VFD1 | UL4_5 | 3 | 35S-6D3-P101
[5 empty] | UL10_7_VFD1 | 35S-6D3-P101 | 11.200.1.139 | PDP02 | DPM7_UL10_3_P7 | 3 |  |  |  |  | UL4_6_VFD1 | UL4_6 | 3 | 35S-6D3-P101
[5 empty] | UL10_8_VFD1 | 35S-6D3-P101 | 11.200.1.140 | PDP02 | DPM7_UL10_3_P8 | 3 |  |  |  |  | UL4_7_VFD1 | UL4_7 | 3 | 35S-6D3-P101
[5 empty] | UL10_9_VFD1 | 35S-6D3-P101 | 11.200.1.141 | PDP02 | DPM7_UL10_3_P9 | 3 |  |  |  |  | UL4_8_VFD1 | UL4_8 | 3 | 35S-6D3-P101
[5 empty] | UL10_10_VFD1 | 35S-6D2-P101 | 11.200.1.142 | PDP02 | DPM7_UL10_3_P10 | 2 |  |  |  |  | UL4_9_VFD1 | UL4_9 | 5 | 35S-6D4-P111
[5 empty] | UL10_2_FIO1 | 5032-8IOLM12DR | 11.200.1.143 | PDP02 | DPM7_UL10_3_P11 | FIO |  |  |  |  | UL5_1_EX1 | UL5_1 | EXTENDO | CALJAN
[5 empty] | UL12_1_EX1 | CALJAN | 11.200.1.159 | PDP02 | DPM7_UL10_3_P1 | EXTENDO |  |  |  |  | UL5_10_VFD1 | UL5_10 | 2 | 35S-6D2-P101
[5 empty] | UL12_3_VFD1 | 35S-6D4-P111 | 11.200.1.160 | PDP02 | DPM7_UL10_3_P2 | 5 | verified |  |  |  | UL5_3_VFD1 | UL5_3 | 5 | 35S-6D4-P111
[5 empty] | UL12_4_VFD1 | 35S-6D4-P111 | 11.200.1.161 | PDP02 | DPM7_UL10_3_P3 | 5 | verified |  |  |  | UL5_4_VFD1 | UL5_4 | 5 | 35S-6D4-P111
[5 empty] | UL12_5_VFD1 | 35S-6D2-P101 | 11.200.1.162 | PDP02 | DPM7_UL10_3_P4 | 2 | verified |  |  |  | UL5_4_DPM1 | UL5_4_DPM1 | DPM
[5 empty] | UL12_6_VFD1 | 35S-6D3-P101 | 11.200.1.163 | PDP02 | DPM7_UL10_3_P5 | 3 | verified |  |  |  | UL5_5_VFD1 | UL5_5 | 2 | 35S-6D2-P101
[5 empty] | UL12_7_VFD1 | 35S-6D3-P101 | 11.200.1.164 | PDP02 | DPM7_UL10_3_P6 | 3 | verified |  |  |  | UL5_6_VFD1 | UL5_6 | 3 | 35S-6D3-P101
[5 empty] | UL12_8_VFD1 | 35S-6D3-P101 | 11.200.1.165 | PDP02 | DPM7_UL10_3_P7 | 3 | verified |  |  |  | UL5_7_VFD1 | UL5_7 | 3 | 35S-6D3-P101
[5 empty] | UL12_9_VFD1 | 35S-6D3-P101 | 11.200.1.166 | PDP02 | DPM7_UL10_3_P8 | 3 | verified |  |  |  | UL5_8_VFD1 | UL5_8 | 3 | 35S-6D3-P101
[5 empty] | UL12_10_VFD1 | 35S-6D2-P101 | 11.200.1.167 | PDP02 | DPM7_UL10_3_P9 | 2 | verified |  |  |  | UL5_9_VFD1 | UL5_9 | 3 | 35S-6D3-P101
[5 empty] | UL12_3_FIO1 | 5032-8IOLM12DR | 11.200.1.168 | PDP02 | DPM7_UL10_3_P10 | FIO | verified |  |  |  | UL6_1_VFD1 | UL6_1 | 2 | 35S-6D2-P101
|  |  | UL11_10_DPM1 | 11.200.1.9 | UL11_1_EX1 | CALJAN | 11.200.1.144 | PDP02 | DPM8_UL11_4_P1 | EXTENDO |  |  | UL11-1 |  | UL6_2_VFD1 | UL6_2 | 7.5 | 35S-6D5-P111
[5 empty] | UL11_3_VFD1 | 35S-6D4-P111 | 11.200.1.145 | PDP02 | DPM8_UL11_4_P2 | 5 |  |  | UL11-2 |  | UL6_3_VFD1 | UL6_3 | 2 | 35S-6D2-P101
[5 empty] | UL11_4_VFD1 | 35S-6D4-P111 | 11.200.1.146 | PDP02 | DPM8_UL11_4_P3 | 5 |  |  | UL11-3 |  | UL6_4_VFD1 | UL6_4 | 2 | 35S-6D2-P101
[5 empty] | UL11_5_VFD1 | 35S-6D3-P101 | 11.200.1.147 | PDP02 | DPM8_UL11_4_P4 | 3 |  |  | UL11-4 |  | UL6_5_VFD1 | UL6_5 | 3 | 35S-6D3-P101
[5 empty] | UL11_6_VFD1 | 35S-6D3-P101 | 11.200.1.148 | PDP02 | DPM8_UL11_4_P5 | 3 |  |  | UL11-5 |  | UL6_6_VFD1 | UL6_6 | 3 | 35S-6D3-P101
[5 empty] | UL11_7_VFD1 | 35S-6D3-P101 | 11.200.1.149 | PDP02 | DPM8_UL11_4_P6 | 3 |  |  | UL11-6 |  | UL6_7_VFD1 | UL6_7 | 3 | 35S-6D3-P101
|  | changed name from UL11_4 to UL11_10 |  |  | UL11_8_VFD1 | 35S-6D3-P101 | 11.200.1.150 | PDP02 | DPM8_UL11_4_P7 | 3 |  |  | UL11-7 |  | UL6_8_VFD1 | UL6_8 | 3 | 35S-6D3-P101
[5 empty] | UL11_9_VFD1 | 35S-6D4-P111 | 11.200.1.151 | PDP02 | DPM8_UL11_4_P8 | 5 |  |  | UL11-8 |  | UL6_9_VFD1 | UL6_9 | 2 | 35S-6D2-P101
[5 empty] | UL11_10A_VFD1 | 35S-6D3-P101 | 11.200.1.152 | PDP02 | DPM8_UL11_4_P9 | 3 |  |  | UL11-9 |  | UL7_1_EX1 | UL7_1 | EXTENDO | CALJAN
[5 empty] | UL11_10B_VFD1 | 35S-6D3-P101 | 11.200.1.153 | PDP02 | DPM8_UL11_4_P10 | 3 |  |  | UL11-10A |  | UL7_10A_VFD1 | UL7_10A | 3 | 35S-6D3-P101
[5 empty] | UL11_11_VFD1 | 35S-6D2-P101 | 11.200.1.154 | PDP02 | DPM8_UL11_4_P11 | 2 |  |  | UL11-10B |  | UL7_10B_VFD1 | UL7_10B | 3 | 35S-6D3-P101
[5 empty] | UL11_12_VFD1 | 35S-6D2-P101 | 11.200.1.155 | PDP02 | DPM8_UL11_4_P12 | 2 |  |  | UL11-11 |  | UL7_11_VFD1 | UL7_11 | 2 | 35S-6D2-P101
[5 empty] | UL11_13_VFD1 | 35S-6D4-P111 | 11.200.1.156 | PDP02 | DPM8_UL11_4_P13 | 5 |  |  | UL11-12 |  | UL7_12_VFD1 | UL7_12 | 2 | 35S-6D2-P101
[5 empty] | UL11_3_FIO1 | 5032-8IOLM12DR | 11.200.1.158 | PDP02 | DPM8_UL11_4_P15 | FIO |  |  | UL11-13 |  | UL7_13_VFD1 | UL7_13 | 5 | 35S-6D4-P111
[5 empty] | UL11_13_FIO1 | 5032-8IOLM12DR | 11.200.1.219 |  |  |  | ADDED 5/26 |  |  |  | UL7_3_VFD1 | UL7_3 | 5 | 35S-6D4-P111
|  |  | PS1_4_DPM1 | 11.200.1.10 | PS1_1_VFD1 | 35S-6D2-P101 | 11.200.1.169 | PDP06 | DPM9_PS1_4_P1 | 2 |  |  |  |  | UL7_4_VFD1 | UL7_4 | 5 | 35S-6D4-P111
[5 empty] | PS1_2_VFD1 | 35S-6D2-P101 | 11.200.1.170 | PDP06 | DPM9_PS1_4_P2 | 2 |  |  |  |  | UL7_4_DPM1 | UL7_4_DPM1 | DPM
[5 empty] | PS1_3_VFD1 | 35S-6D2-P101 | 11.200.1.171 | PDP06 | DPM9_PS1_4_P3 | 2 |  |  |  |  | UL7_5_VFD1 | UL7_5 | 3 | 35S-6D3-P101
[5 empty] | PS1_4_VFD1 | 35S-6D5-P111 | 11.200.1.172 | PDP06 | DPM9_PS1_4_P4 | 7.5 |  |  |  |  | UL7_6_VFD1 | UL7_6 | 3 | 35S-6D3-P101
[5 empty] | PS1_5_VFD1 | 35S-6D4-P111 | 11.200.1.173 | PDP06 | DPM9_PS1_4_P5 | 5 |  |  |  |  | UL7_7_VFD1 | UL7_7 | 3 | 35S-6D3-P101
[5 empty] | PS2_1_VFD1 | 35S-6D2-P101 | 11.200.1.174 | PDP06 | DPM9_PS1_4_P6 | 2 |  |  |  |  | UL7_8_VFD1 | UL7_8 | 3 | 35S-6D3-P101
[5 empty] | PS2_2_VFD1 | 35S-6D3-P101 | 11.200.1.175 | PDP06 | DPM9_PS1_4_P7 | 3 |  |  |  |  | UL7_9_VFD1 | UL7_9 | 5 | 35S-6D4-P111
[5 empty] | PS2_3_VFD1 | 35S-6D4-P111 | 11.200.1.176 | PDP06 | DPM9_PS1_4_P8 | 5 |  |  |  |  | UL8_1_VFD1 | UL8_1 | 2 | 35S-6D2-P101
[5 empty] | PS2_4_VFD1 | 35S-6D2-P101 | 11.200.1.177 | PDP06 | DPM9_PS1_4_P9 | 2 |  |  |  |  | UL8_2_VFD1 | UL8_2 | 7.5 | 35S-6D5-P111
[5 empty] | PS2_5_VFD1 | 35S-6D5-P111 | 11.200.1.178 | PDP06 | DPM9_PS1_4_P10 | 7.5 |  |  |  |  | UL8_3_VFD1 | UL8_3 | 2 | 35S-6D2-P101
[5 empty] | PS2_6_VFD1 | 35S-6D3-P101 | 11.200.1.179 | PDP06 | DPM9_PS1_4_P11 | 3 |  |  |  |  | UL8_3_DPM1 | UL8_3_DPM1 | DPM
[5 empty] | PDP6_FIO1 | 5032-8IOLM12DR | 11.200.1.214 |  |  |  | PDP6 PMM |  |  |  | UL8_4_VFD1 | UL8_4 | 2 | 35S-6D2-P101
[5 empty] | PDP6_PMM1 | 1420-V2-ENT | 11.200.1.215 |  |  |  | ADDED 5/26 |  |  |  | UL8_5_VFD1 | UL8_5 | 3 | 35S-6D3-P101
|  |  | PS3_3_DPM1 | 11.200.1.11 | PS3_1_VFD1 | 35S-6D2-P101 | 11.200.1.180 | PDP06 | DPM10_PS3_6_P1 | 2 |  |  |  |  | UL8_6_VFD1 | UL8_6 | 3 | 35S-6D3-P101
[5 empty] | PS3_2_VFD1 | 35S-6D3-P101 | 11.200.1.181 | PDP06 | DPM10_PS3_6_P2 | 3 |  |  |  |  | UL8_7_VFD1 | UL8_7 | 3 | 35S-6D3-P101
[5 empty] | PS3_3_VFD1 | 35S-6D3-P101 | 11.200.1.182 | PDP06 | DPM10_PS3_6_P3 | 3 |  |  |  |  | UL8_8_VFD1 | UL8_8 | 3 | 35S-6D3-P101
[5 empty] | PS3_4_VFD1 | 35S-6D2-P101 | 11.200.1.183 | PDP06 | DPM10_PS3_6_P4 | 2 |  |  |  |  | UL8_9_VFD1 | UL8_9 | 2 | 35S-6D2-P101
[5 empty] | PS3_5_VFD1 | 35S-6D4-P111 | 11.200.1.184 | PDP06 | DPM10_PS3_6_P5 | 5 |  |  |  |  | UL9_1_EX1 | UL9_1 | EXTENDO | CALJAN
|  | changed name from PS3_6 to PS3_3 5/26 |  |  | PS3_6_VFD1 | 35S-6D4-P111 | 11.200.1.185 | PDP06 | DPM10_PS3_6_P6 | 5 |  |  |  |  | UL9_10_VFD1 | UL9_10 | 3 | 35S-6D3-P101
[5 empty] | PS3_7_VFD1 | 35S-6D6-P111 | 11.200.1.186 | PDP06 | DPM10_PS3_6_P7 | 10 |  |  |  |  | UL9_11_VFD1 | UL9_11 | 2 | 35S-6D2-P101
[5 empty] | PS3_8_VFD1 | 35S-6D3-P101 | 11.200.1.187 | PDP06 | DPM10_PS3_6_P8 | 3 |  |  |  |  | UL9_3_VFD1 | UL9_3 | 5 | 35S-6D4-P111
[5 empty] | PS3_9_VFD1 | 35S-6D4-P111 | 11.200.1.188 | PDP06 | DPM10_PS3_6_P9 | 5 |  |  |  |  | UL9_4_VFD1 | UL9_4 | 5 | 35S-6D4-P111
[5 empty] | PS3_10_VFD1 | 35S-6D4-P111 | 11.200.1.189 | PDP06 | DPM10_PS3_6_P10 | 5 |  |  |  |  | UL9_5_VFD1 | UL9_5 | 2 | 35S-6D2-P101
[5 empty] | PS3_11_VFD1 | 35S-6D3-P101 | 11.200.1.190 | PDP06 | DPM10_PS3_6_P11 | 3 |  |  |  |  | UL9_6_VFD1 | UL9_6 | 3 | 35S-6D3-P101
[5 empty] | PS3_12_VFD1 | 35S-6D3-P101 | 11.200.1.191 | PDP06 | DPM10_PS3_6_P12 | 3 |  |  |  |  | UL9_7_VFD1 | UL9_7 | 3 | 35S-6D3-P101
|  |  | PS4_7_DPM1 | 11.200.1.12 | PS4_1_VFD1 | 35S-6D2-P101 | 11.200.1.192 | PDP06 | DPM11_PS4_7_P1 | 2 |  |  |  |  | UL9_8_VFD1 | UL9_8 | 3 | 35S-6D3-P101
[5 empty] | PS4_2_VFD1 | 35S-6D3-P101 | 11.200.1.193 | PDP06 | DPM11_PS4_7_P2 | 3 |  |  |  |  | UL9_9_VFD1 | UL9_9 | 3 | 35S-6D3-P101
[5 empty] | PS4_3_VFD1 | 35S-6D2-P101 | 11.200.1.194 | PDP06 | DPM11_PS4_7_P3 | 2
[5 empty] | PS4_4_VFD1 | 35S-6D3-P101 | 11.200.1.195 | PDP06 | DPM11_PS4_7_P4 | 3
[5 empty] | PS4_5_VFD1 | 35S-6D4-P111 | 11.200.1.196 | PDP06 | DPM11_PS4_7_P5 | 5
[5 empty] | PS4_6_VFD1 | 35S-6D5-P111 | 11.200.1.197 | PDP06 | DPM11_PS4_7_P6 | 7.5
[5 empty] | PS4_7_VFD1 | 35S-6D5-P111 | 11.200.1.198 | PDP06 | DPM11_PS4_7_P7 | 7.5
[5 empty] | PS4_8_VFD1 | 35S-6D4-P111 | 11.200.1.199 | PDP06 | DPM11_PS4_7_P8 | 5
[5 empty] | PS4_9_VFD1 | 35S-6D3-P101 | 11.200.1.200 | PDP06 | DPM11_PS4_7_P9 | 3
[5 empty] | PS4_10_VFD1 | 35S-6D6-P111 | 11.200.1.201 | PDP06 | DPM11_PS4_7_P10 | 10
[5 empty] | PS4_11_VFD1 | 35S-6D4-P111 | 11.200.1.202 | PDP06 | DPM11_PS4_7_P11 | 5
[5 empty] | PS4_12_VFD1 | 35S-6D3-P101 | 11.200.1.203 | PDP06 | DPM11_PS4_7_P12 | 3
[5 empty] | PS4_13_VFD1 | 35S-6D3-P101 | 11.200.1.204 | PDP06 | DPM11_PS4_7_P13 | 3
[5 empty] | PS4_14_VFD1 | 35S-6D3-P101 | 11.200.1.205 | PDP06 | DPM11_PS4_7_P14 | 3

## NETWORK
DPM | DPM_IP | Name | PartNumber | IP
UL1_4_DPM1 | 11.200.1.2 | UL1_1_EX1 | CALJAN | 11.200.1.30
UL1_4_DPM1 | 11.200.1.2 | UL1_3_VFD1 | 35S-6D4-P111 | 11.200.1.31
UL1_4_DPM1 | 11.200.1.2 | UL1_4_VFD1 | 35S-6D4-P111 | 11.200.1.32
UL1_4_DPM1 | 11.200.1.2 | UL1_5_VFD1 | 35S-6D3-P101 | 11.200.1.33
UL1_4_DPM1 | 11.200.1.2 | UL1_6_VFD1 | 35S-6D3-P101 | 11.200.1.34
UL1_4_DPM1 | 11.200.1.2 | UL1_7_VFD1 | 35S-6D3-P101 | 11.200.1.35
UL1_4_DPM1 | 11.200.1.2 | UL1_8_VFD1 | 35S-6D3-P101 | 11.200.1.36
UL1_4_DPM1 | 11.200.1.2 | UL1_9_VFD1 | 35S-6D4-P111 | 11.200.1.37
UL1_4_DPM1 | 11.200.1.2 | UL1_10A_VFD1 | 35S-6D3-P101 | 11.200.1.38
UL1_4_DPM1 | 11.200.1.2 | UL1_10B_VFD1 | 35S-6D3-P101 | 11.200.1.39
UL1_4_DPM1 | 11.200.1.2 | UL1_11_VFD1 | 35S-6D2-P101 | 11.200.1.40
UL1_4_DPM1 | 11.200.1.2 | UL1_12_VFD1 | 35S-6D2-P101 | 11.200.1.41
UL1_4_DPM1 | 11.200.1.2 | UL1_13_VFD1 | 35S-6D4-P111 | 11.200.1.42
UL1_4_DPM1 | 11.200.1.2 | UL1_3_FIO1 | 5032-8IOLM12DR | 11.200.1.43
UL1_4_DPM1 | 11.200.1.2 | UL1_13_FIO1 | 5032-8IOLM12DR | 11.200.1.216
UL2_4_DPM1 | 11.200.1.3 | UL2_1_EX1 | CALJAN | 11.200.1.44
UL2_4_DPM1 | 11.200.1.3 | UL2_3_VFD1 | 35S-6D4-P111 | 11.200.1.45
UL2_4_DPM1 | 11.200.1.3 | UL2_4_VFD1 | 35S-6D4-P111 | 11.200.1.46
UL2_4_DPM1 | 11.200.1.3 | UL2_5_VFD1 | 35S-6D2-P101 | 11.200.1.47
UL2_4_DPM1 | 11.200.1.3 | UL2_6_VFD1 | 35S-6D3-P101 | 11.200.1.48
UL2_4_DPM1 | 11.200.1.3 | UL2_7_VFD1 | 35S-6D3-P101 | 11.200.1.49
UL2_4_DPM1 | 11.200.1.3 | UL2_8_VFD1 | 35S-6D3-P101 | 11.200.1.50
UL2_4_DPM1 | 11.200.1.3 | UL2_9_VFD1 | 35S-6D3-P101 | 11.200.1.51
UL2_4_DPM1 | 11.200.1.3 | UL2_10_VFD1 | 35S-6D2-P101 | 11.200.1.52
UL2_4_DPM1 | 11.200.1.3 | UL3_1_VFD1 | 35S-6D2-P101 | 11.200.1.53
UL2_4_DPM1 | 11.200.1.3 | UL3_2_VFD1 | 35S-6D5-P111 | 11.200.1.54
UL2_4_DPM1 | 11.200.1.3 | UL3_3_VFD1 | 35S-6D2-P101 | 11.200.1.55
UL2_4_DPM1 | 11.200.1.3 | UL3_4_VFD1 | 35S-6D2-P101 | 11.200.1.56
UL2_4_DPM1 | 11.200.1.3 | UL3_5_VFD1 | 35S-6D3-P101 | 11.200.1.57
UL2_4_DPM1 | 11.200.1.3 | UL3_6_VFD1 | 35S-6D3-P101 | 11.200.1.58
UL2_4_DPM1 | 11.200.1.3 | UL3_7_VFD1 | 35S-6D3-P101 | 11.200.1.59
UL2_4_DPM1 | 11.200.1.3 | UL3_8_VFD1 | 35S-6D3-P101 | 11.200.1.60
UL2_4_DPM1 | 11.200.1.3 | UL3_9_VFD1 | 35S-6D2-P101 | 11.200.1.61
UL2_4_DPM1 | 11.200.1.3 | UL2_3_FIO1 | 5032-8IOLM12DR | 11.200.1.62
UL2_4_DPM1 | 11.200.1.3 | UL3_2_FIO1 | 5032-8IOLM12DR | 11.200.1.63
UL4_4_DPM1 | 11.200.1.4 | UL4_1_EX1 | CALJAN | 11.200.1.64
UL4_4_DPM1 | 11.200.1.4 | UL4_3_VFD1 | 35S-6D4-P111 | 11.200.1.65
UL4_4_DPM1 | 11.200.1.4 | UL4_4_VFD1 | 35S-6D4-P111 | 11.200.1.66
UL4_4_DPM1 | 11.200.1.4 | UL4_5_VFD1 | 35S-6D3-P101 | 11.200.1.67
UL4_4_DPM1 | 11.200.1.4 | UL4_6_VFD1 | 35S-6D3-P101 | 11.200.1.68
UL4_4_DPM1 | 11.200.1.4 | UL4_7_VFD1 | 35S-6D3-P101 | 11.200.1.69
UL4_4_DPM1 | 11.200.1.4 | UL4_8_VFD1 | 35S-6D3-P101 | 11.200.1.70
UL4_4_DPM1 | 11.200.1.4 | UL4_9_VFD1 | 35S-6D4-P111 | 11.200.1.71
UL4_4_DPM1 | 11.200.1.4 | UL4_10A_VFD1 | 35S-6D3-P101 | 11.200.1.72
UL4_4_DPM1 | 11.200.1.4 | UL4_10B_VFD1 | 35S-6D3-P101 | 11.200.1.73
UL4_4_DPM1 | 11.200.1.4 | UL4_11_VFD1 | 35S-6D2-P101 | 11.200.1.74
UL4_4_DPM1 | 11.200.1.4 | UL4_12_VFD1 | 35S-6D2-P101 | 11.200.1.75
UL4_4_DPM1 | 11.200.1.4 | UL4_13_VFD1 | 35S-6D4-P111 | 11.200.1.76
UL4_4_DPM1 | 11.200.1.4 | UL4_3_FIO1 | 5032-8IOLM12DR | 11.200.1.77
UL4_4_DPM1 | 11.200.1.4 | UL4_13_FIO1 | 5032-8IOLM12DR | 11.200.1.217
UL5_4_DPM1 | 11.200.1.5 | UL5_1_EX1 | CALJAN | 11.200.1.78
UL5_4_DPM1 | 11.200.1.5 | UL5_3_VFD1 | 35S-6D4-P111 | 11.200.1.79
UL5_4_DPM1 | 11.200.1.5 | UL5_4_VFD1 | 35S-6D4-P111 | 11.200.1.80
UL5_4_DPM1 | 11.200.1.5 | UL5_5_VFD1 | 35S-6D2-P101 | 11.200.1.81
UL5_4_DPM1 | 11.200.1.5 | UL5_6_VFD1 | 35S-6D3-P101 | 11.200.1.82
UL5_4_DPM1 | 11.200.1.5 | UL5_7_VFD1 | 35S-6D3-P101 | 11.200.1.83
UL5_4_DPM1 | 11.200.1.5 | UL5_8_VFD1 | 35S-6D3-P101 | 11.200.1.84
UL5_4_DPM1 | 11.200.1.5 | UL5_9_VFD1 | 35S-6D3-P101 | 11.200.1.85
UL5_4_DPM1 | 11.200.1.5 | UL5_10_VFD1 | 35S-6D2-P101 | 11.200.1.86
UL5_4_DPM1 | 11.200.1.5 | UL6_1_VFD1 | 35S-6D2-P101 | 11.200.1.87
UL5_4_DPM1 | 11.200.1.5 | UL6_2_VFD1 | 35S-6D5-P111 | 11.200.1.88
UL5_4_DPM1 | 11.200.1.5 | UL6_3_VFD1 | 35S-6D2-P101 | 11.200.1.89
UL5_4_DPM1 | 11.200.1.5 | UL6_4_VFD1 | 35S-6D2-P101 | 11.200.1.90
UL5_4_DPM1 | 11.200.1.5 | UL6_5_VFD1 | 35S-6D3-P101 | 11.200.1.91
UL5_4_DPM1 | 11.200.1.5 | UL6_6_VFD1 | 35S-6D3-P101 | 11.200.1.92
UL5_4_DPM1 | 11.200.1.5 | UL6_7_VFD1 | 35S-6D3-P101 | 11.200.1.93
UL5_4_DPM1 | 11.200.1.5 | UL6_8_VFD1 | 35S-6D3-P101 | 11.200.1.94
UL5_4_DPM1 | 11.200.1.5 | UL6_9_VFD1 | 35S-6D2-P101 | 11.200.1.95
UL5_4_DPM1 | 11.200.1.5 | UL5_3_FIO1 | 5032-8IOLM12DR | 11.200.1.96
UL5_4_DPM1 | 11.200.1.5 | UL6_2_FIO1 | 5032-8IOLM12DR | 11.200.1.97
UL7_4_DPM1 | 11.200.1.6 | UL7_1_EX1 | CALJAN | 11.200.1.98
UL7_4_DPM1 | 11.200.1.6 | UL7_3_VFD1 | 35S-6D4-P111 | 11.200.1.99
UL7_4_DPM1 | 11.200.1.6 | UL7_4_VFD1 | 35S-6D4-P111 | 11.200.1.100
UL7_4_DPM1 | 11.200.1.6 | UL7_5_VFD1 | 35S-6D3-P101 | 11.200.1.101
UL7_4_DPM1 | 11.200.1.6 | UL7_6_VFD1 | 35S-6D3-P101 | 11.200.1.102
UL7_4_DPM1 | 11.200.1.6 | UL7_7_VFD1 | 35S-6D3-P101 | 11.200.1.103
UL7_4_DPM1 | 11.200.1.6 | UL7_8_VFD1 | 35S-6D3-P101 | 11.200.1.104
UL7_4_DPM1 | 11.200.1.6 | UL7_9_VFD1 | 35S-6D4-P111 | 11.200.1.105
UL7_4_DPM1 | 11.200.1.6 | UL7_10A_VFD1 | 35S-6D3-P101 | 11.200.1.106
UL7_4_DPM1 | 11.200.1.6 | UL7_10B_VFD1 | 35S-6D3-P101 | 11.200.1.107
UL7_4_DPM1 | 11.200.1.6 | UL7_11_VFD1 | 35S-6D2-P101 | 11.200.1.108
UL7_4_DPM1 | 11.200.1.6 | UL7_12_VFD1 | 35S-6D2-P101 | 11.200.1.109
UL7_4_DPM1 | 11.200.1.6 | UL7_13_VFD1 | 35S-6D4-P111 | 11.200.1.110
UL7_4_DPM1 | 11.200.1.6 | UL7_3_FIO1 | 5032-8IOLM12DR | 11.200.1.111
UL7_4_DPM1 | 11.200.1.6 | PDP1_FIO1 | 5032-8IOLM12DR | 11.200.1.210
UL7_4_DPM1 | 11.200.1.6 | PDP1_PMM1 | 1420-V2-ENT | 11.200.1.211
UL7_4_DPM1 | 11.200.1.6 | PDP2_FIO1 | 5032-8IOLM12DR | 11.200.1.212
UL7_4_DPM1 | 11.200.1.6 | PDP2_PMM1 | 1420-V2-ENT | 11.200.1.213
UL7_4_DPM1 | 11.200.1.6 | UL7_13_FIO1 | 5032-8IOLM12DR | 11.200.1.218
UL8_3_DPM1 | 11.200.1.7 | UL8_1_VFD1 | 35S-6D2-P101 | 11.200.1.112
UL8_3_DPM1 | 11.200.1.7 | UL8_2_VFD1 | 35S-6D5-P111 | 11.200.1.113
UL8_3_DPM1 | 11.200.1.7 | UL8_3_VFD1 | 35S-6D2-P101 | 11.200.1.114
UL8_3_DPM1 | 11.200.1.7 | UL8_4_VFD1 | 35S-6D2-P101 | 11.200.1.115
UL8_3_DPM1 | 11.200.1.7 | UL8_5_VFD1 | 35S-6D3-P101 | 11.200.1.116
UL8_3_DPM1 | 11.200.1.7 | UL8_6_VFD1 | 35S-6D3-P101 | 11.200.1.117
UL8_3_DPM1 | 11.200.1.7 | UL8_7_VFD1 | 35S-6D3-P101 | 11.200.1.118
UL8_3_DPM1 | 11.200.1.7 | UL8_8_VFD1 | 35S-6D3-P101 | 11.200.1.119
UL8_3_DPM1 | 11.200.1.7 | UL8_9_VFD1 | 35S-6D2-P101 | 11.200.1.120
UL8_3_DPM1 | 11.200.1.7 | UL9_1_EX1 | CALJAN | 11.200.1.121
UL8_3_DPM1 | 11.200.1.7 | UL9_3_VFD1 | 35S-6D4-P111 | 11.200.1.122
UL8_3_DPM1 | 11.200.1.7 | UL9_4_VFD1 | 35S-6D4-P111 | 11.200.1.123
UL8_3_DPM1 | 11.200.1.7 | UL9_5_VFD1 | 35S-6D2-P101 | 11.200.1.124
UL8_3_DPM1 | 11.200.1.7 | UL9_6_VFD1 | 35S-6D3-P101 | 11.200.1.125
UL8_3_DPM1 | 11.200.1.7 | UL9_7_VFD1 | 35S-6D3-P101 | 11.200.1.126
UL8_3_DPM1 | 11.200.1.7 | UL9_8_VFD1 | 35S-6D3-P101 | 11.200.1.127
UL8_3_DPM1 | 11.200.1.7 | UL9_9_VFD1 | 35S-6D3-P101 | 11.200.1.128
UL8_3_DPM1 | 11.200.1.7 | UL9_10_VFD1 | 35S-6D3-P101 | 11.200.1.129
UL8_3_DPM1 | 11.200.1.7 | UL9_11_VFD1 | 35S-6D2-P101 | 11.200.1.130
UL8_3_DPM1 | 11.200.1.7 | UL8_2_FIO1 | 5032-8IOLM12DR | 11.200.1.131
UL8_3_DPM1 | 11.200.1.7 | UL9_3_FIO1 | 5032-8IOLM12DR | 11.200.1.132
UL10_3_DPM1 | 11.200.1.8 | UL10_1_VFD1 | 35S-6D2-P101 | 11.200.1.133
UL10_3_DPM1 | 11.200.1.8 | UL10_2_VFD1 | 35S-6D5-P111 | 11.200.1.134
UL10_3_DPM1 | 11.200.1.8 | UL10_3_VFD1 | 35S-6D2-P101 | 11.200.1.135
UL10_3_DPM1 | 11.200.1.8 | UL10_4_VFD1 | 35S-6D3-P101 | 11.200.1.136
UL10_3_DPM1 | 11.200.1.8 | UL10_5_VFD1 | 35S-6D3-P101 | 11.200.1.137
UL10_3_DPM1 | 11.200.1.8 | UL10_6_VFD1 | 35S-6D3-P101 | 11.200.1.138
UL10_3_DPM1 | 11.200.1.8 | UL10_7_VFD1 | 35S-6D3-P101 | 11.200.1.139
UL10_3_DPM1 | 11.200.1.8 | UL10_8_VFD1 | 35S-6D3-P101 | 11.200.1.140
UL10_3_DPM1 | 11.200.1.8 | UL10_9_VFD1 | 35S-6D3-P101 | 11.200.1.141
UL10_3_DPM1 | 11.200.1.8 | UL10_10_VFD1 | 35S-6D2-P101 | 11.200.1.142
UL10_3_DPM1 | 11.200.1.8 | UL10_2_FIO1 | 5032-8IOLM12DR | 11.200.1.143
UL10_3_DPM1 | 11.200.1.8 | UL12_1_EX1 | CALJAN | 11.200.1.159
UL10_3_DPM1 | 11.200.1.8 | UL12_3_VFD1 | 35S-6D4-P111 | 11.200.1.160
UL10_3_DPM1 | 11.200.1.8 | UL12_4_VFD1 | 35S-6D4-P111 | 11.200.1.161
UL10_3_DPM1 | 11.200.1.8 | UL12_5_VFD1 | 35S-6D2-P101 | 11.200.1.162
UL10_3_DPM1 | 11.200.1.8 | UL12_6_VFD1 | 35S-6D3-P101 | 11.200.1.163
UL10_3_DPM1 | 11.200.1.8 | UL12_7_VFD1 | 35S-6D3-P101 | 11.200.1.164
UL10_3_DPM1 | 11.200.1.8 | UL12_8_VFD1 | 35S-6D3-P101 | 11.200.1.165
UL10_3_DPM1 | 11.200.1.8 | UL12_9_VFD1 | 35S-6D3-P101 | 11.200.1.166
UL10_3_DPM1 | 11.200.1.8 | UL12_10_VFD1 | 35S-6D2-P101 | 11.200.1.167
UL10_3_DPM1 | 11.200.1.8 | UL12_3_FIO1 | 5032-8IOLM12DR | 11.200.1.168
UL11_10_DPM1 | 11.200.1.9 | UL11_1_EX1 | CALJAN | 11.200.1.144
UL11_10_DPM1 | 11.200.1.9 | UL11_3_VFD1 | 35S-6D4-P111 | 11.200.1.145
UL11_10_DPM1 | 11.200.1.9 | UL11_4_VFD1 | 35S-6D4-P111 | 11.200.1.146
UL11_10_DPM1 | 11.200.1.9 | UL11_5_VFD1 | 35S-6D3-P101 | 11.200.1.147
UL11_10_DPM1 | 11.200.1.9 | UL11_6_VFD1 | 35S-6D3-P101 | 11.200.1.148
UL11_10_DPM1 | 11.200.1.9 | UL11_7_VFD1 | 35S-6D3-P101 | 11.200.1.149
UL11_10_DPM1 | 11.200.1.9 | UL11_8_VFD1 | 35S-6D3-P101 | 11.200.1.150
UL11_10_DPM1 | 11.200.1.9 | UL11_9_VFD1 | 35S-6D4-P111 | 11.200.1.151
UL11_10_DPM1 | 11.200.1.9 | UL11_10A_VFD1 | 35S-6D3-P101 | 11.200.1.152
UL11_10_DPM1 | 11.200.1.9 | UL11_10B_VFD1 | 35S-6D3-P101 | 11.200.1.153
UL11_10_DPM1 | 11.200.1.9 | UL11_11_VFD1 | 35S-6D2-P101 | 11.200.1.154
UL11_10_DPM1 | 11.200.1.9 | UL11_12_VFD1 | 35S-6D2-P101 | 11.200.1.155
UL11_10_DPM1 | 11.200.1.9 | UL11_13_VFD1 | 35S-6D4-P111 | 11.200.1.156
UL11_10_DPM1 | 11.200.1.9 | UL11_3_FIO1 | 5032-8IOLM12DR | 11.200.1.158
UL11_10_DPM1 | 11.200.1.9 | UL11_13_FIO1 | 5032-8IOLM12DR | 11.200.1.219
PS1_4_DPM1 | 11.200.1.10 | PS1_1_VFD1 | 35S-6D2-P101 | 11.200.1.169
PS1_4_DPM1 | 11.200.1.10 | PS1_2_VFD1 | 35S-6D2-P101 | 11.200.1.170
PS1_4_DPM1 | 11.200.1.10 | PS1_3_VFD1 | 35S-6D2-P101 | 11.200.1.171
PS1_4_DPM1 | 11.200.1.10 | PS1_4_VFD1 | 35S-6D5-P111 | 11.200.1.172
PS1_4_DPM1 | 11.200.1.10 | PS1_5_VFD1 | 35S-6D4-P111 | 11.200.1.173
PS1_4_DPM1 | 11.200.1.10 | PS2_1_VFD1 | 35S-6D2-P101 | 11.200.1.174
PS1_4_DPM1 | 11.200.1.10 | PS2_2_VFD1 | 35S-6D3-P101 | 11.200.1.175
PS1_4_DPM1 | 11.200.1.10 | PS2_3_VFD1 | 35S-6D4-P111 | 11.200.1.176
PS1_4_DPM1 | 11.200.1.10 | PS2_4_VFD1 | 35S-6D2-P101 | 11.200.1.177
PS1_4_DPM1 | 11.200.1.10 | PS2_5_VFD1 | 35S-6D5-P111 | 11.200.1.178
PS1_4_DPM1 | 11.200.1.10 | PS2_6_VFD1 | 35S-6D3-P101 | 11.200.1.179
PS1_4_DPM1 | 11.200.1.10 | PDP6_FIO1 | 5032-8IOLM12DR | 11.200.1.214
PS1_4_DPM1 | 11.200.1.10 | PDP6_PMM1 | 1420-V2-ENT | 11.200.1.215
PS3_3_DPM1 | 11.200.1.11 | PS3_1_VFD1 | 35S-6D2-P101 | 11.200.1.180
PS3_3_DPM1 | 11.200.1.11 | PS3_2_VFD1 | 35S-6D3-P101 | 11.200.1.181
PS3_3_DPM1 | 11.200.1.11 | PS3_3_VFD1 | 35S-6D3-P101 | 11.200.1.182
PS3_3_DPM1 | 11.200.1.11 | PS3_4_VFD1 | 35S-6D2-P101 | 11.200.1.183
PS3_3_DPM1 | 11.200.1.11 | PS3_5_VFD1 | 35S-6D4-P111 | 11.200.1.184
PS3_3_DPM1 | 11.200.1.11 | PS3_6_VFD1 | 35S-6D4-P111 | 11.200.1.185
PS3_3_DPM1 | 11.200.1.11 | PS3_7_VFD1 | 35S-6D6-P111 | 11.200.1.186
PS3_3_DPM1 | 11.200.1.11 | PS3_8_VFD1 | 35S-6D3-P101 | 11.200.1.187
PS3_3_DPM1 | 11.200.1.11 | PS3_9_VFD1 | 35S-6D4-P111 | 11.200.1.188
PS3_3_DPM1 | 11.200.1.11 | PS3_10_VFD1 | 35S-6D4-P111 | 11.200.1.189
PS3_3_DPM1 | 11.200.1.11 | PS3_11_VFD1 | 35S-6D3-P101 | 11.200.1.190
PS3_3_DPM1 | 11.200.1.11 | PS3_12_VFD1 | 35S-6D3-P101 | 11.200.1.191
PS4_7_DPM1 | 11.200.1.12 | PS4_1_VFD1 | 35S-6D2-P101 | 11.200.1.192
PS4_7_DPM1 | 11.200.1.12 | PS4_2_VFD1 | 35S-6D3-P101 | 11.200.1.193
PS4_7_DPM1 | 11.200.1.12 | PS4_3_VFD1 | 35S-6D2-P101 | 11.200.1.194
PS4_7_DPM1 | 11.200.1.12 | PS4_4_VFD1 | 35S-6D3-P101 | 11.200.1.195
PS4_7_DPM1 | 11.200.1.12 | PS4_5_VFD1 | 35S-6D4-P111 | 11.200.1.196
PS4_7_DPM1 | 11.200.1.12 | PS4_6_VFD1 | 35S-6D5-P111 | 11.200.1.197
PS4_7_DPM1 | 11.200.1.12 | PS4_7_VFD1 | 35S-6D5-P111 | 11.200.1.198
PS4_7_DPM1 | 11.200.1.12 | PS4_8_VFD1 | 35S-6D4-P111 | 11.200.1.199
PS4_7_DPM1 | 11.200.1.12 | PS4_9_VFD1 | 35S-6D3-P101 | 11.200.1.200
PS4_7_DPM1 | 11.200.1.12 | PS4_10_VFD1 | 35S-6D6-P111 | 11.200.1.201
PS4_7_DPM1 | 11.200.1.12 | PS4_11_VFD1 | 35S-6D4-P111 | 11.200.1.202
PS4_7_DPM1 | 11.200.1.12 | PS4_12_VFD1 | 35S-6D3-P101 | 11.200.1.203
PS4_7_DPM1 | 11.200.1.12 | PS4_13_VFD1 | 35S-6D3-P101 | 11.200.1.204
PS4_7_DPM1 | 11.200.1.12 | PS4_14_VFD1 | 35S-6D3-P101 | 11.200.1.205

## Part number
Unnamed: 0 | PART NUMBER | HP | PART NUMBER.1
| 35S-6D2-P101 | 2 | 35S-6D2-P101
| 35S-6D3-P101 | 3 | 35S-6D3-P101
| 35S-6D4-P111 | 5 | 35S-6D4-P111
| 35S-6D5-P111 | 7.5 | 35S-6D5-P111
| 35S-6D6-P111 | 10 | 35S-6D6-P111
| 25B-D024N104 | 15 | 25B-D024N104
| 25B-D030N104 | 20 | 25B-D030N104
| 25B-D043N114 | 30 | 25B-D043N114
| CALJAN | EXTENDO | CALJAN
| PIONEER | TIPPER | PIONEER
| ZMX-3DE2500HF-Q7-AMZCHD | ZMX | ZMX-3DE2500HF-Q7-AMZCHD
| 5032-8IOLM12DR | FIO | 5032-8IOLM12DR

## MCM01_DESC
TAGNAME | ADDR | TERM | TERMDESC | DESCA | DESCB | Unnamed: 6 | CONTROLLERS | Unnamed: 8 | Unnamed: 9 | Unnamed: 10
PS1_01_VFD1 | PS1_01_VFD1_I0 | I0 |  | PS1_1_VFD1_DISC | DISCONNECT AUX |  | PS1_01_VFD1 | 600
PS1_01_VFD1 | PS1_01_VFD1_I1 | I1 |  | SPARE |  |  | PS1_02_VFD1
PS1_01_VFD1 | PS1_01_VFD1_I2 | I2 |  | SPARE |  |  | PS1_03_VFD1
PS1_01_VFD1 | PS1_01_VFD1_I3 | I3 |  | SPARE |  |  | PS1_04_VFD1
PS1_01_VFD1 | PS1_01_VFD1_IO0 | IO0 |  | PS1_1_S1_PB | START PUSHBUTTON
PS1_01_VFD1 | PS1_01_VFD1_IO1 | IO1 |  | PS1_1_S1_PB_LT | START PUSHBUTTON LIGHT |  | PS1_05_VFD1 | 601
PS1_01_VFD1 | PS1_01_VFD1_SI0 | SI0 |  | PS1_1_EPC1 | E-STOP PULLCORD |  | PS2_01_VFD1
PS1_01_VFD1 | PS1_01_VFD1_SI1 | SI1 |  | PS1_1_EPC1_2 | E-STOP PULLCORD |  | PS2_02_VFD1
PS1_01_VFD1 | PS1_01_VFD1_SI2 | SI2 |  | PS1_1_EPC2 | E-STOP PULLCORD |  | PS2_03_VFD1
PS1_01_VFD1 | PS1_01_VFD1_SI3 | SI3 |  | PS1_1_EPC2_2 | E-STOP PULLCORD
PS1_01_VFD1 | PS1_01_VFD1_SO0 | SO0 |  | SPARE |  |  | PS2_04_VFD1 | 602
PS1_02_VFD1 | PS1_02_VFD1_I0 | I0 |  | PS1_2_VFD1_DISC | DISCONNECT AUX |  | PS2_05_VFD1
PS1_02_VFD1 | PS1_02_VFD1_I1 | I1 |  | SPARE |  |  | PS2_06_VFD1
PS1_02_VFD1 | PS1_02_VFD1_I2 | I2 |  | PS1_2_TPE1 | TRACKING PHOTOEYE |  | PS3_01_VFD1
PS1_02_VFD1 | PS1_02_VFD1_I3 | I3 |  | PS1_2_TPE2 | TRACKING PHOTOEYE
PS1_02_VFD1 | PS1_02_VFD1_IO0 | IO0 |  | PS1_1_BCN1_R | RED BEACON LIGHT |  | PS3_02_VFD1 | 603
PS1_02_VFD1 | PS1_02_VFD1_IO1 | IO1 |  | PS1_1_BCN2_R | RED BEACON LIGHT |  | PS3_03_VFD1
PS1_02_VFD1 | PS1_02_VFD1_SI0 | SI0 |  | SPARE |  |  | PS3_04_VFD1
PS1_02_VFD1 | PS1_02_VFD1_SI1 | SI1 |  | SPARE |  |  | PS3_05_VFD1
PS1_02_VFD1 | PS1_02_VFD1_SI2 | SI2 |  | SPARE
PS1_02_VFD1 | PS1_02_VFD1_SI3 | SI3 |  | SPARE |  |  | PS3_06_VFD1 | 604
PS1_02_VFD1 | PS1_02_VFD1_SO0 | SO0 |  | SPARE |  |  | PS3_07_VFD1
PS1_03_VFD1 | PS1_03_VFD1_I0 | I0 |  | PS1_3_VFD1_DISC | DISCONNECT AUX |  | PS3_08_VFD1
PS1_03_VFD1 | PS1_03_VFD1_I1 | I1 |  | SPARE |  |  | PS3_09_VFD1
PS1_03_VFD1 | PS1_03_VFD1_I2 | I2 |  | SPARE
PS1_03_VFD1 | PS1_03_VFD1_I3 | I3 |  | SPARE |  |  | PS3_10_VFD1 | 605
PS1_03_VFD1 | PS1_03_VFD1_IO0 | IO0 |  | PS1_1_S2_PB | START PUSHBUTTON |  | PS3_11_VFD1
PS1_03_VFD1 | PS1_03_VFD1_IO1 | IO1 |  | PS1_1_S2_PB_LT | START PUSHBUTTON LIGHT |  | PS3_12_VFD1
PS1_03_VFD1 | PS1_03_VFD1_SI0 | SI0 |  | SPARE |  |  | PS4_01_VFD1
PS1_03_VFD1 | PS1_03_VFD1_SI1 | SI1 |  | SPARE
PS1_03_VFD1 | PS1_03_VFD1_SI2 | SI2 |  | SPARE |  |  | PS4_02_VFD1 | 606
PS1_03_VFD1 | PS1_03_VFD1_SI3 | SI3 |  | SPARE |  |  | PS4_03_VFD1
PS1_03_VFD1 | PS1_03_VFD1_SO0 | SO0 |  | SPARE |  |  | PS4_04_VFD1
PS1_04_VFD1 | PS1_04_VFD1_I0 | I0 |  | PS1_4_VFD1_DISC | DISCONNECT AUX |  | PS4_05_VFD1
PS1_04_VFD1 | PS1_04_VFD1_I1 | I1 |  | SPARE
PS1_04_VFD1 | PS1_04_VFD1_I2 | I2 |  | PS1_4_TPE1 | TRACKING PHOTOEYE |  | PS4_06_VFD1 | 607
PS1_04_VFD1 | PS1_04_VFD1_I3 | I3 |  | PS1_4_TPE2 | TRACKING PHOTOEYE |  | PS4_07_VFD1
PS1_04_VFD1 | PS1_04_VFD1_IO0 | IO0 |  | PS1_5_S1_PB | START PUSHBUTTON |  | PS4_08_VFD1
PS1_04_VFD1 | PS1_04_VFD1_IO1 | IO1 |  | PS1_5_S1_PB_LT | START PUSHBUTTON LIGHT |  | PS4_09_VFD1
PS1_04_VFD1 | PS1_04_VFD1_SI0 | SI0 |  | SPARE
PS1_04_VFD1 | PS1_04_VFD1_SI1 | SI1 |  | SPARE |  |  | PS4_10_VFD1 | 608
PS1_04_VFD1 | PS1_04_VFD1_SI2 | SI2 |  | SPARE |  |  | PS4_11_VFD1
PS1_04_VFD1 | PS1_04_VFD1_SI3 | SI3 |  | SPARE |  |  | PS4_12_VFD1
PS1_04_VFD1 | PS1_04_VFD1_SO0 | SO0 |  | PS1_5_BCN2_R | RED BEACON LIGHT |  | PS4_13_VFD1
PS1_05_VFD1 | PS1_05_VFD1_I0 | I0 |  | PS1_5_VFD1_DISC | DISCONNECT AUX
PS1_05_VFD1 | PS1_05_VFD1_I1 | I1 |  | SPARE |  |  | PS4_14_VFD1 | 609 |  | PS4_02_VFD1
PS1_05_VFD1 | PS1_05_VFD1_I2 | I2 |  | PS1_5_TPE1 | TRACKING PHOTOEYE |  | UL1_03_FIO1 |  |  | PS4_03_VFD1
PS1_05_VFD1 | PS1_05_VFD1_I3 | I3 |  | SPARE |  |  | UL1_03_VFD1 |  |  | PS4_04_VFD1
PS1_05_VFD1 | PS1_05_VFD1_IO0 | IO0 |  | PS1_5_S2_PB | START PUSHBUTTON |  | UL1_04_VFD1 |  |  | PS4_05_VFD1
PS1_05_VFD1 | PS1_05_VFD1_IO1 | IO1 |  | PS1_5_S2_PB_LT | START PUSHBUTTON LIGHT
PS1_05_VFD1 | PS1_05_VFD1_SI0 | SI0 |  | PS1_5_EPC1 | E-STOP PULLCORD |  | UL1_05_VFD1 | 610 |  | PS4_02_VFD1
PS1_05_VFD1 | PS1_05_VFD1_SI1 | SI1 |  | PS1_5_EPC1_2 | E-STOP PULLCORD |  | UL1_06_VFD1 |  |  | PS4_03_VFD1
PS1_05_VFD1 | PS1_05_VFD1_SI2 | SI2 |  | PS1_5_EPC2 | E-STOP PULLCORD |  | UL1_07_VFD1 |  |  | PS4_04_VFD1
PS1_05_VFD1 | PS1_05_VFD1_SI3 | SI3 |  | PS1_5_EPC2_2 | E-STOP PULLCORD |  | UL1_08_VFD1 |  |  | PS4_05_VFD1
PS1_05_VFD1 | PS1_05_VFD1_SO0 | SO0 |  | PS1_5_BCN1_R | RED BEACON LIGHT
PS2_01_VFD1 | PS2_01_VFD1_I0 | I0 |  | PS2_1_VFD1_DISC | DISCONNECT AUX |  | UL1_09_VFD1 | 611 |  | PS4_02_VFD1
PS2_01_VFD1 | PS2_01_VFD1_I1 | I1 |  | SPARE |  |  | UL1_10A_VFD1 |  |  | PS4_03_VFD1
PS2_01_VFD1 | PS2_01_VFD1_I2 | I2 |  | SPARE |  |  | UL1_10B_VFD1 |  |  | PS4_04_VFD1
PS2_01_VFD1 | PS2_01_VFD1_I3 | I3 |  | SPARE |  |  | UL1_11_VFD1 |  |  | PS4_05_VFD1
PS2_01_VFD1 | PS2_01_VFD1_IO0 | IO0 |  | PS2_1_S1_PB | START PUSHBUTTON
PS2_01_VFD1 | PS2_01_VFD1_IO1 | IO1 |  | PS2_1_S1_PB_LT | START PUSHBUTTON LIGHT |  | UL1_12_VFD1 | 612 |  | PS4_02_VFD1
PS2_01_VFD1 | PS2_01_VFD1_SI0 | SI0 |  | PS2_1_EPC1 | E-STOP PULLCORD |  | UL1_13_VFD1 |  |  | PS4_03_VFD1
PS2_01_VFD1 | PS2_01_VFD1_SI1 | SI1 |  | PS2_1_EPC1_2 | E-STOP PULLCORD |  | UL10_01_VFD1 |  |  | PS4_04_VFD1
PS2_01_VFD1 | PS2_01_VFD1_SI2 | SI2 |  | PS2_1_EPC2 | E-STOP PULLCORD |  | UL10_02_FIO1 |  |  | PS4_05_VFD1
PS2_01_VFD1 | PS2_01_VFD1_SI3 | SI3 |  | PS2_1_EPC2_2 | E-STOP PULLCORD
PS2_01_VFD1 | PS2_01_VFD1_SO0 | SO0 |  | SPARE |  |  | UL10_02_VFD1 | 613 |  | PS4_02_VFD1
PS2_02_VFD1 | PS2_02_VFD1_I0 | I0 |  | PS2_2_VFD1_DISC | DISCONNECT AUX |  | UL10_03_VFD1 |  |  | PS4_03_VFD1
PS2_02_VFD1 | PS2_02_VFD1_I1 | I1 |  | SPARE |  |  | UL10_04_VFD1 |  |  | PS4_04_VFD1
PS2_02_VFD1 | PS2_02_VFD1_I2 | I2 |  | PS2_2_TPE1 | TRACKING PHOTOEYE |  | UL10_05_VFD1 |  |  | PS4_05_VFD1
PS2_02_VFD1 | PS2_02_VFD1_I3 | I3 |  | PS2_2_TPE2 | TRACKING PHOTOEYE
PS2_02_VFD1 | PS2_02_VFD1_IO0 | IO0 |  | PS2_1_BCN1_R | RED BEACON LIGHT |  | UL10_06_VFD1 | 614 |  | PS4_02_VFD1
PS2_02_VFD1 | PS2_02_VFD1_IO1 | IO1 |  | PS2_1_BCN2_R | RED BEACON LIGHT |  | UL10_07_VFD1 |  |  | PS4_03_VFD1
PS2_02_VFD1 | PS2_02_VFD1_SI0 | SI0 |  | SPARE |  |  | UL10_08_VFD1 |  |  | PS4_04_VFD1
PS2_02_VFD1 | PS2_02_VFD1_SI1 | SI1 |  | SPARE |  |  | UL10_09_VFD1 |  |  | PS4_05_VFD1
PS2_02_VFD1 | PS2_02_VFD1_SI2 | SI2 |  | SPARE
PS2_02_VFD1 | PS2_02_VFD1_SI3 | SI3 |  | SPARE |  |  | UL10_10_VFD1 | 615 |  | PS4_02_VFD1
PS2_02_VFD1 | PS2_02_VFD1_SO0 | SO0 |  | SPARE |  |  | UL11_03_FIO1 |  |  | PS4_03_VFD1
PS2_03_VFD1 | PS2_03_VFD1_I0 | I0 |  | PS2_3_VFD1_DISC | DISCONNECT AUX |  | UL11_03_VFD1 |  |  | PS4_04_VFD1
PS2_03_VFD1 | PS2_03_VFD1_I1 | I1 |  | SPARE |  |  | UL11_04_VFD1 |  |  | PS4_05_VFD1
PS2_03_VFD1 | PS2_03_VFD1_I2 | I2 |  | PS2_3_TPE2 | TRACKING PHOTOEYE
PS2_03_VFD1 | PS2_03_VFD1_I3 | I3 |  | SPARE |  |  | UL11_05_VFD1 | 616 |  | PS4_02_VFD1
PS2_03_VFD1 | PS2_03_VFD1_IO0 | IO0 |  | PS2_1_S2_PB | START PUSHBUTTON |  | UL11_06_VFD1 |  |  | PS4_03_VFD1
PS2_03_VFD1 | PS2_03_VFD1_IO1 | IO1 |  | PS2_1_S2_PB_LT | START PUSHBUTTON LIGHT |  | UL11_07_VFD1 |  |  | PS4_04_VFD1
PS2_03_VFD1 | PS2_03_VFD1_SI0 | SI0 |  | SPARE |  |  | UL11_08_VFD1 |  |  | PS4_05_VFD1
PS2_03_VFD1 | PS2_03_VFD1_SI1 | SI1 |  | SPARE
PS2_03_VFD1 | PS2_03_VFD1_SI2 | SI2 |  | SPARE |  |  | UL11_09_VFD1 | 617 |  | PS4_02_VFD1
PS2_03_VFD1 | PS2_03_VFD1_SI3 | SI3 |  | SPARE |  |  | UL11_10_VFD1 |  |  | PS4_03_VFD1
PS2_03_VFD1 | PS2_03_VFD1_SO0 | SO0 |  | PS2_3_BCN1_A | AMBER BEACON LIGHT |  | UL11_11A_VFD1 |  |  | PS4_04_VFD1
PS2_04_VFD1 | PS2_04_VFD1_I0 | I0 |  | PS2_4_VFD1_DISC | DISCONNECT AUX |  | UL11_11B_VFD1 |  |  | PS4_05_VFD1
PS2_04_VFD1 | PS2_04_VFD1_I1 | I1 |  | SPARE
PS2_04_VFD1 | PS2_04_VFD1_I2 | I2 |  | SPARE |  |  | UL11_12_VFD1 | 618 |  | PS4_02_VFD1
PS2_04_VFD1 | PS2_04_VFD1_I3 | I3 |  | SPARE |  |  | UL11_13_VFD1 |  |  | PS4_03_VFD1
PS2_04_VFD1 | PS2_04_VFD1_IO0 | IO0 |  | PS2_3_JR1_PB | JAM RESET PUSHBUTTON |  | UL11_14_VFD1 |  |  | PS4_04_VFD1
PS2_04_VFD1 | PS2_04_VFD1_IO1 | IO1 |  | PS2_3_JR1_PB_LT | JAM RESET PUSHBUTTON LIGHT |  | UL12_03_FIO1 |  |  | PS4_05_VFD1
PS2_04_VFD1 | PS2_04_VFD1_SI0 | SI0 |  | SPARE
PS2_04_VFD1 | PS2_04_VFD1_SI1 | SI1 |  | SPARE |  |  | UL12_03_VFD1 | 619 |  | PS4_02_VFD1
PS2_04_VFD1 | PS2_04_VFD1_SI2 | SI2 |  | SPARE |  |  | UL12_04_VFD1 |  |  | PS4_03_VFD1
PS2_04_VFD1 | PS2_04_VFD1_SI3 | SI3 |  | SPARE |  |  | UL12_05_VFD1 |  |  | PS4_04_VFD1
PS2_04_VFD1 | PS2_04_VFD1_SO0 | SO0 |  | SPARE |  |  | UL12_06_VFD1 |  |  | PS4_05_VFD1
PS2_05_VFD1 | PS2_05_VFD1_I0 | I0 |  | PS2_5_VFD1_DISC | DISCONNECT AUX
PS2_05_VFD1 | PS2_05_VFD1_I1 | I1 |  | SPARE |  |  | UL12_07_VFD1 | 620 |  | PS4_02_VFD1
PS2_05_VFD1 | PS2_05_VFD1_I2 | I2 |  | PS2_5_TPE1 | TRACKING PHOTOEYE |  | UL12_08_VFD1 |  |  | PS4_03_VFD1
PS2_05_VFD1 | PS2_05_VFD1_I3 | I3 |  | PS2_5_TPE2 | TRACKING PHOTOEYE |  | UL12_09_VFD1 |  |  | PS4_04_VFD1
PS2_05_VFD1 | PS2_05_VFD1_IO0 | IO0 |  | PS2_6_S2_PB | START PUSHBUTTON |  | UL12_10_VFD1 |  |  | PS4_05_VFD1
PS2_05_VFD1 | PS2_05_VFD1_IO1 | IO1 |  | PS2_6_S2_PB_LT | START PUSHBUTTON LIGHT
PS2_05_VFD1 | PS2_05_VFD1_SI0 | SI0 |  | SPARE |  |  | UL2_03_FIO1 | 621 |  | PS4_02_VFD1
PS2_05_VFD1 | PS2_05_VFD1_SI1 | SI1 |  | SPARE |  |  | UL2_03_VFD1 |  |  | PS4_03_VFD1
PS2_05_VFD1 | PS2_05_VFD1_SI2 | SI2 |  | SPARE |  |  | UL2_04_VFD1 |  |  | PS4_04_VFD1
PS2_05_VFD1 | PS2_05_VFD1_SI3 | SI3 |  | SPARE |  |  | UL2_05_VFD1 |  |  | PS4_05_VFD1
PS2_05_VFD1 | PS2_05_VFD1_SO0 | SO0 |  | PS2_6_BCN2_R | RED BEACON LIGHT
PS2_06_VFD1 | PS2_06_VFD1_I0 | I0 |  | PS2_6_VFD1_DISC | DISCONNECT AUX |  | UL2_06_VFD1 | 622 |  | PS4_02_VFD1
PS2_06_VFD1 | PS2_06_VFD1_I1 | I1 |  | SPARE |  |  | UL2_07_VFD1 |  |  | PS4_03_VFD1
PS2_06_VFD1 | PS2_06_VFD1_I2 | I2 |  | PS2_6_TPE1 | TRACKING PHOTOEYE |  | UL2_08_VFD1 |  |  | PS4_04_VFD1
PS2_06_VFD1 | PS2_06_VFD1_I3 | I3 |  | SPARE |  |  | UL2_09_VFD1 |  |  | PS4_05_VFD1
PS2_06_VFD1 | PS2_06_VFD1_IO0 | IO0 |  | PS2_6_S1_PB | START PUSHBUTTON
PS2_06_VFD1 | PS2_06_VFD1_IO1 | IO1 |  | PS2_6_S1_PB_LT | START PUSHBUTTON LIGHT |  | UL2_10_VFD1 | 623 |  | PS4_02_VFD1
PS2_06_VFD1 | PS2_06_VFD1_SI0 | SI0 |  | PS2_6_EPC1 | E-STOP PULLCORD |  | UL3_01_VFD1 |  |  | PS4_03_VFD1
PS2_06_VFD1 | PS2_06_VFD1_SI1 | SI1 |  | PS2_6_EPC1_2 | E-STOP PULLCORD |  | UL3_02_FIO1 |  |  | PS4_04_VFD1
PS2_06_VFD1 | PS2_06_VFD1_SI2 | SI2 |  | PS2_6_EPC2 | E-STOP PULLCORD |  | UL3_02_VFD1 |  |  | PS4_05_VFD1
PS2_06_VFD1 | PS2_06_VFD1_SI3 | SI3 |  | PS2_6_EPC2_2 | E-STOP PULLCORD
PS2_06_VFD1 | PS2_06_VFD1_SO0 | SO0 |  | PS2_6_BCN1_R | RED BEACON LIGHT |  | UL3_03_VFD1 | 624 |  | PS4_02_VFD1
PS3_01_VFD1 | PS3_01_VFD1_I0 | I0 |  | PS3_1_VFD1_DISC | DISCONNECT AUX |  | UL3_04_VFD1 |  |  | PS4_03_VFD1
PS3_01_VFD1 | PS3_01_VFD1_I1 | I1 |  | SPARE |  |  | UL3_05_VFD1 |  |  | PS4_04_VFD1
PS3_01_VFD1 | PS3_01_VFD1_I2 | I2 |  | PS3_1_TPE1 | TRACKING PHOTOEYE |  | UL3_06_VFD1 |  |  | PS4_05_VFD1
PS3_01_VFD1 | PS3_01_VFD1_I3 | I3 |  | SPARE
PS3_01_VFD1 | PS3_01_VFD1_IO0 | IO0 |  | PS3_1_BCN2_A | AMBER BEACON LIGHT |  | UL3_07_VFD1 | 625 |  | PS4_02_VFD1
PS3_01_VFD1 | PS3_01_VFD1_IO1 | IO1 |  | PS3_1_BCN2_R | RED BEACON LIGHT |  | UL3_08_VFD1 |  |  | PS4_03_VFD1
PS3_01_VFD1 | PS3_01_VFD1_SI0 | SI0 |  | PS3_1_EPC1 | E-STOP PULLCORD |  | UL3_09_VFD1 |  |  | PS4_04_VFD1
PS3_01_VFD1 | PS3_01_VFD1_SI1 | SI1 |  | PS3_1_EPC1_2 | E-STOP PULLCORD |  | UL4_03_FIO1 |  |  | PS4_05_VFD1
PS3_01_VFD1 | PS3_01_VFD1_SI2 | SI2 |  | PS3_1_EPC2 | E-STOP PULLCORD
PS3_01_VFD1 | PS3_01_VFD1_SI3 | SI3 |  | PS3_1_EPC2_2 | E-STOP PULLCORD |  | UL4_03_VFD1 | 626 |  | PS4_02_VFD1
PS3_01_VFD1 | PS3_01_VFD1_SO0 | SO0 |  | PS3_1_BCN1_R | RED BEACON LIGHT |  | UL4_04_VFD1 |  |  | PS4_03_VFD1
PS3_02_VFD1 | PS3_02_VFD1_I0 | I0 |  | PS3_2_VFD1_DISC | DISCONNECT AUX |  | UL4_05_VFD1 |  |  | PS4_04_VFD1
PS3_02_VFD1 | PS3_02_VFD1_I1 | I1 |  | SPARE |  |  | UL4_06_VFD1 |  |  | PS4_05_VFD1
PS3_02_VFD1 | PS3_02_VFD1_I2 | I2 |  | PS3_2_TPE1 | TRACKING PHOTOEYE
PS3_02_VFD1 | PS3_02_VFD1_I3 | I3 |  | SPARE |  |  | UL4_07_VFD1 | 627 |  | PS4_02_VFD1
PS3_02_VFD1 | PS3_02_VFD1_IO0 | IO0 |  | PS3_1_S1_PB | START PUSHBUTTON |  | UL4_08_VFD1 |  |  | PS4_03_VFD1
PS3_02_VFD1 | PS3_02_VFD1_IO1 | IO1 |  | PS3_1_S1_PB_LT | START PUSHBUTTON LIGHT |  | UL4_09_VFD1 |  |  | PS4_04_VFD1
PS3_02_VFD1 | PS3_02_VFD1_SI0 | SI0 |  | SPARE |  |  | UL4_10A_VFD1 |  |  | PS4_05_VFD1
PS3_02_VFD1 | PS3_02_VFD1_SI1 | SI1 |  | SPARE
PS3_02_VFD1 | PS3_02_VFD1_SI2 | SI2 |  | SPARE |  |  | UL4_10B_VFD1 | 628 |  | PS4_02_VFD1
PS3_02_VFD1 | PS3_02_VFD1_SI3 | SI3 |  | SPARE |  |  | UL4_11_VFD1 |  |  | PS4_03_VFD1
PS3_02_VFD1 | PS3_02_VFD1_SO0 | SO0 |  | SPARE |  |  | UL4_12_VFD1 |  |  | PS4_04_VFD1
PS3_03_VFD1 | PS3_03_VFD1_I0 | I0 |  | PS3_3_VFD1_DISC | DISCONNECT AUX |  | UL4_13_VFD1 |  |  | PS4_05_VFD1
PS3_03_VFD1 | PS3_03_VFD1_I1 | I1 |  | SPARE
PS3_03_VFD1 | PS3_03_VFD1_I2 | I2 |  | PS3_3_TPE2 | TRACKING PHOTOEYE |  | UL5_03_FIO1 | 629 |  | PS4_02_VFD1
PS3_03_VFD1 | PS3_03_VFD1_I3 | I3 |  | SPARE |  |  | UL5_03_VFD1 |  |  | PS4_03_VFD1
PS3_03_VFD1 | PS3_03_VFD1_IO0 | IO0 |  | PS3_1_S2_PB | START PUSHBUTTON |  | UL5_04_VFD1 |  |  | PS4_04_VFD1
PS3_03_VFD1 | PS3_03_VFD1_IO1 | IO1 |  | PS3_1_S2_PB_LT | START PUSHBUTTON LIGHT |  | UL5_05_VFD1 |  |  | PS4_05_VFD1
PS3_03_VFD1 | PS3_03_VFD1_SI0 | SI0 |  | SPARE
PS3_03_VFD1 | PS3_03_VFD1_SI1 | SI1 |  | SPARE |  |  | UL5_06_VFD1 | 630 |  | PS4_02_VFD1
PS3_03_VFD1 | PS3_03_VFD1_SI2 | SI2 |  | SPARE |  |  | UL5_07_VFD1 |  |  | PS4_03_VFD1
PS3_03_VFD1 | PS3_03_VFD1_SI3 | SI3 |  | SPARE |  |  | UL5_08_VFD1 |  |  | PS4_04_VFD1
PS3_03_VFD1 | PS3_03_VFD1_SO0 | SO0 |  | PS3_3_BCN1_A | AMBER BEACON LIGHT |  | UL5_09_VFD1 |  |  | PS4_05_VFD1
PS3_04_VFD1 | PS3_04_VFD1_I0 | I0 |  | PS3_4_VFD1_DISC | DISCONNECT AUX
PS3_04_VFD1 | PS3_04_VFD1_I1 | I1 |  | SPARE |  |  | UL5_10_VFD1 | 631 |  | PS4_02_VFD1
PS3_04_VFD1 | PS3_04_VFD1_I2 | I2 |  | SPARE |  |  | UL6_01_VFD1 |  |  | PS4_03_VFD1
PS3_04_VFD1 | PS3_04_VFD1_I3 | I3 |  | SPARE |  |  | UL6_02_FIO1 |  |  | PS4_04_VFD1
PS3_04_VFD1 | PS3_04_VFD1_IO0 | IO0 |  | PS3_3_JR1_PB | JAM RESET PUSHBUTTON |  | UL6_02_VFD1 |  |  | PS4_05_VFD1
PS3_04_VFD1 | PS3_04_VFD1_IO1 | IO1 |  | PS3_3_JR1_PB_LT | JAM RESET PUSHBUTTON LIGHT
PS3_04_VFD1 | PS3_04_VFD1_SI0 | SI0 |  | SPARE |  |  | UL6_03_VFD1 | 632 |  | PS4_02_VFD1
PS3_04_VFD1 | PS3_04_VFD1_SI1 | SI1 |  | SPARE |  |  | UL6_04_VFD1 |  |  | PS4_03_VFD1
PS3_04_VFD1 | PS3_04_VFD1_SI2 | SI2 |  | SPARE |  |  | UL6_05_VFD1 |  |  | PS4_04_VFD1
PS3_04_VFD1 | PS3_04_VFD1_SI3 | SI3 |  | SPARE |  |  | UL6_06_VFD1 |  |  | PS4_05_VFD1
PS3_04_VFD1 | PS3_04_VFD1_SO0 | SO0 |  | SPARE
PS3_05_VFD1 | PS3_05_VFD1_I0 | I0 |  | PS3_5_VFD1_DISC | DISCONNECT AUX |  | UL6_07_VFD1 | 633 |  | PS4_02_VFD1
PS3_05_VFD1 | PS3_05_VFD1_I1 | I1 |  | SPARE |  |  | UL6_08_VFD1 |  |  | PS4_03_VFD1
PS3_05_VFD1 | PS3_05_VFD1_I2 | I2 |  | PS3_5_TPE1 | TRACKING PHOTOEYE |  | UL6_09_VFD1 |  |  | PS4_04_VFD1
PS3_05_VFD1 | PS3_05_VFD1_I3 | I3 |  | PS3_5_TPE2 | TRACKING PHOTOEYE |  | UL7_03_FIO1 |  |  | PS4_05_VFD1
PS3_05_VFD1 | PS3_05_VFD1_IO0 | IO0 |  | SPARE
PS3_05_VFD1 | PS3_05_VFD1_IO1 | IO1 |  | SPARE |  |  | UL7_03_VFD1 | 634 |  | PS4_02_VFD1
PS3_05_VFD1 | PS3_05_VFD1_SI0 | SI0 |  | SPARE |  |  | UL7_04_VFD1 |  |  | PS4_03_VFD1
PS3_05_VFD1 | PS3_05_VFD1_SI1 | SI1 |  | SPARE |  |  | UL7_05_VFD1 |  |  | PS4_04_VFD1
PS3_05_VFD1 | PS3_05_VFD1_SI2 | SI2 |  | SPARE |  |  | UL7_06_VFD1 |  |  | PS4_05_VFD1
PS3_05_VFD1 | PS3_05_VFD1_SI3 | SI3 |  | SPARE
PS3_05_VFD1 | PS3_05_VFD1_SO0 | SO0 |  | SPARE |  |  | UL7_07_VFD1 | 635 |  | PS4_02_VFD1
PS3_06_VFD1 | PS3_06_VFD1_I0 | I0 |  | PS3_6_VFD1_DISC | DISCONNECT AUX |  | UL7_08_VFD1 |  |  | PS4_03_VFD1
PS3_06_VFD1 | PS3_06_VFD1_I1 | I1 |  | SPARE |  |  | UL7_09_VFD1 |  |  | PS4_04_VFD1
PS3_06_VFD1 | PS3_06_VFD1_I2 | I2 |  | PS3_6_TPE1 | TRACKING PHOTOEYE |  | UL7_10A_VFD1 |  |  | PS4_05_VFD1
PS3_06_VFD1 | PS3_06_VFD1_I3 | I3 |  | SPARE
PS3_06_VFD1 | PS3_06_VFD1_IO0 | IO0 |  | SPARE |  |  | UL7_10B_VFD1 | 636 |  | PS4_02_VFD1
PS3_06_VFD1 | PS3_06_VFD1_IO1 | IO1 |  | SPARE |  |  | UL7_11_VFD1 |  |  | PS4_03_VFD1
PS3_06_VFD1 | PS3_06_VFD1_SI0 | SI0 |  | SPARE |  |  | UL7_12_VFD1 |  |  | PS4_04_VFD1
PS3_06_VFD1 | PS3_06_VFD1_SI1 | SI1 |  | SPARE |  |  | UL7_13_VFD1 |  |  | PS4_05_VFD1
PS3_06_VFD1 | PS3_06_VFD1_SI2 | SI2 |  | SPARE
PS3_06_VFD1 | PS3_06_VFD1_SI3 | SI3 |  | SPARE |  |  | UL8_01_VFD1 | 637 |  | PS4_02_VFD1
PS3_06_VFD1 | PS3_06_VFD1_SO0 | SO0 |  | SPARE |  |  | UL8_02_FIO1 |  |  | PS4_03_VFD1
PS3_07_VFD1 | PS3_07_VFD1_I0 | I0 |  | PS3_7_VFD1_DISC | DISCONNECT AUX |  | UL8_02_VFD1 |  |  | PS4_04_VFD1
PS3_07_VFD1 | PS3_07_VFD1_I1 | I1 |  | SPARE |  |  | UL8_03_VFD1 |  |  | PS4_05_VFD1
PS3_07_VFD1 | PS3_07_VFD1_I2 | I2 |  | PS3_7_TPE1 | TRACKING PHOTOEYE
PS3_07_VFD1 | PS3_07_VFD1_I3 | I3 |  | SPARE |  |  | UL8_04_VFD1 | 638 |  | PS4_02_VFD1
PS3_07_VFD1 | PS3_07_VFD1_IO0 | IO0 |  | PS3_7_JR1_PB | JAM RESET PUSHBUTTON |  | UL8_05_VFD1 |  |  | PS4_03_VFD1
PS3_07_VFD1 | PS3_07_VFD1_IO1 | IO1 |  | PS3_7_JR1_PB_LT | JAM RESET PUSHBUTTON LIGHT |  | UL8_06_VFD1 |  |  | PS4_04_VFD1
PS3_07_VFD1 | PS3_07_VFD1_SI0 | SI0 |  | SPARE |  |  | UL8_07_VFD1 |  |  | PS4_05_VFD1
PS3_07_VFD1 | PS3_07_VFD1_SI1 | SI1 |  | SPARE
PS3_07_VFD1 | PS3_07_VFD1_SI2 | SI2 |  | SPARE |  |  | UL8_08_VFD1 | 639 |  | PS4_02_VFD1
PS3_07_VFD1 | PS3_07_VFD1_SI3 | SI3 |  | SPARE |  |  | UL8_09_VFD1 |  |  | PS4_03_VFD1
PS3_07_VFD1 | PS3_07_VFD1_SO0 | SO0 |  | PS3_7_BCN1_A | AMBER BEACON LIGHT |  | UL9_03_FIO1 |  |  | PS4_04_VFD1
PS3_08_VFD1 | PS3_08_VFD1_I0 | I0 |  | PS3_8_VFD1_DISC | DISCONNECT AUX |  | UL9_03_VFD1 |  |  | PS4_05_VFD1
PS3_08_VFD1 | PS3_08_VFD1_I1 | I1 |  | SPARE
PS3_08_VFD1 | PS3_08_VFD1_I2 | I2 |  | SPARE |  |  | UL9_04_VFD1 | 640 |  | PS4_02_VFD1
PS3_08_VFD1 | PS3_08_VFD1_I3 | I3 |  | SPARE |  |  | UL9_05_VFD1 |  |  | PS4_03_VFD1
PS3_08_VFD1 | PS3_08_VFD1_IO0 | IO0 |  | SPARE |  |  | UL9_06_VFD1 |  |  | PS4_04_VFD1
PS3_08_VFD1 | PS3_08_VFD1_IO1 | IO1 |  | SPARE |  |  | UL9_07_VFD1 |  |  | PS4_05_VFD1
PS3_08_VFD1 | PS3_08_VFD1_SI0 | SI0 |  | SPARE
PS3_08_VFD1 | PS3_08_VFD1_SI1 | SI1 |  | SPARE |  |  | UL9_08_VFD1 | 641 |  | PS4_02_VFD1
PS3_08_VFD1 | PS3_08_VFD1_SI2 | SI2 |  | SPARE |  |  | UL9_09_VFD1 |  |  | PS4_03_VFD1
PS3_08_VFD1 | PS3_08_VFD1_SI3 | SI3 |  | SPARE |  |  | UL9_10_VFD1 |  |  | PS4_04_VFD1
PS3_08_VFD1 | PS3_08_VFD1_SO0 | SO0 |  | SPARE |  |  | UL9_11_VFD1 |  |  | PS4_05_VFD1
PS3_09_VFD1 | PS3_09_VFD1_I0 | I0 |  | PS3_9_VFD1_DISC | DISCONNECT AUX
PS3_09_VFD1 | PS3_09_VFD1_I1 | I1 |  | SPARE
PS3_09_VFD1 | PS3_09_VFD1_I2 | I2 |  | PS3_9_TPE1 | TRACKING PHOTOEYE
PS3_09_VFD1 | PS3_09_VFD1_I3 | I3 |  | PS3_9_TPE2 | TRACKING PHOTOEYE
PS3_09_VFD1 | PS3_09_VFD1_IO0 | IO0 |  | SPARE
PS3_09_VFD1 | PS3_09_VFD1_IO1 | IO1 |  | SPARE
PS3_09_VFD1 | PS3_09_VFD1_SI0 | SI0 |  | SPARE
PS3_09_VFD1 | PS3_09_VFD1_SI1 | SI1 |  | SPARE
PS3_09_VFD1 | PS3_09_VFD1_SI2 | SI2 |  | SPARE
PS3_09_VFD1 | PS3_09_VFD1_SI3 | SI3 |  | SPARE
PS3_09_VFD1 | PS3_09_VFD1_SO0 | SO0 |  | SPARE
PS3_10_VFD1 | PS3_10_VFD1_I0 | I0 |  | PS3_10_VFD1_DISC | DISCONNECT AUX
PS3_10_VFD1 | PS3_10_VFD1_I1 | I1 |  | SPARE
PS3_10_VFD1 | PS3_10_VFD1_I2 | I2 |  | PS3_10_TPE1 | TRACKING PHOTOEYE
PS3_10_VFD1 | PS3_10_VFD1_I3 | I3 |  | SPARE
PS3_10_VFD1 | PS3_10_VFD1_IO0 | IO0 |  | PS3_12_S2_PB | START PUSHBUTTON
PS3_10_VFD1 | PS3_10_VFD1_IO1 | IO1 |  | PS3_12_S2_PB_LT | START PUSHBUTTON LIGHT
PS3_10_VFD1 | PS3_10_VFD1_SI0 | SI0 |  | SPARE
PS3_10_VFD1 | PS3_10_VFD1_SI1 | SI1 |  | SPARE
PS3_10_VFD1 | PS3_10_VFD1_SI2 | SI2 |  | SPARE
PS3_10_VFD1 | PS3_10_VFD1_SI3 | SI3 |  | SPARE
PS3_10_VFD1 | PS3_10_VFD1_SO0 | SO0 |  | SPARE
PS3_11_VFD1 | PS3_11_VFD1_I0 | I0 |  | PS3_11_VFD1_DISC | DISCONNECT AUX
PS3_11_VFD1 | PS3_11_VFD1_I1 | I1 |  | SPARE
PS3_11_VFD1 | PS3_11_VFD1_I2 | I2 |  | SPARE
PS3_11_VFD1 | PS3_11_VFD1_I3 | I3 |  | SPARE
PS3_11_VFD1 | PS3_11_VFD1_IO0 | IO0 |  | PS3_12_S1_PB | START PUSHBUTTON
PS3_11_VFD1 | PS3_11_VFD1_IO1 | IO1 |  | PS3_12_S1_PB_LT | START PUSHBUTTON LIGHT
PS3_11_VFD1 | PS3_11_VFD1_SI0 | SI0 |  | SPARE
PS3_11_VFD1 | PS3_11_VFD1_SI1 | SI1 |  | SPARE
PS3_11_VFD1 | PS3_11_VFD1_SI2 | SI2 |  | SPARE
PS3_11_VFD1 | PS3_11_VFD1_SI3 | SI3 |  | SPARE
PS3_11_VFD1 | PS3_11_VFD1_SO0 | SO0 |  | SPARE
PS3_12_VFD1 | PS3_12_VFD1_I0 | I0 |  | PS3_12_VFD1_DISC | DISCONNECT AUX
PS3_12_VFD1 | PS3_12_VFD1_I1 | I1 |  | SPARE
PS3_12_VFD1 | PS3_12_VFD1_I2 | I2 |  | PS3_12_TPE1 | TRACKING PHOTOEYE
PS3_12_VFD1 | PS3_12_VFD1_I3 | I3 |  | PS3_12_TPE2 | TRACKING PHOTOEYE
PS3_12_VFD1 | PS3_12_VFD1_IO0 | IO0 |  | PS3_12_BCN2_A | AMBER BEACON LIGHT
PS3_12_VFD1 | PS3_12_VFD1_IO1 | IO1 |  | PS3_12_BCN2_R | RED BEACON LIGHT
PS3_12_VFD1 | PS3_12_VFD1_SI0 | SI0 |  | PS3_12_EPC1 | E-STOP PULLCORD
PS3_12_VFD1 | PS3_12_VFD1_SI1 | SI1 |  | PS3_12_EPC1_2 | E-STOP PULLCORD
PS3_12_VFD1 | PS3_12_VFD1_SI2 | SI2 |  | PS3_12_EPC2 | E-STOP PULLCORD
PS3_12_VFD1 | PS3_12_VFD1_SI3 | SI3 |  | PS3_12_EPC2_2 | E-STOP PULLCORD
PS3_12_VFD1 | PS3_12_VFD1_SO0 | SO0 |  | PS3_12_BCN1_R | RED BEACON LIGHT
PS4_01_VFD1 | PS4_01_VFD1_I0 | I0 |  | PS4_1_VFD1_DISC | DISCONNECT AUX
PS4_01_VFD1 | PS4_01_VFD1_I1 | I1 |  | SPARE
PS4_01_VFD1 | PS4_01_VFD1_I2 | I2 |  | SPARE
PS4_01_VFD1 | PS4_01_VFD1_I3 | I3 |  | SPARE
PS4_01_VFD1 | PS4_01_VFD1_IO0 | IO0 |  | PS4_1_BCN1_R | RED BEACON LIGHT
PS4_01_VFD1 | PS4_01_VFD1_IO1 | IO1 |  | PS4_1_BCN2_R | RED BEACON LIGHT
PS4_01_VFD1 | PS4_01_VFD1_SI0 | SI0 |  | PS4_1_EPC1 | E-STOP PULLCORD
PS4_01_VFD1 | PS4_01_VFD1_SI1 | SI1 |  | PS4_1_EPC1_2 | E-STOP PULLCORD
PS4_01_VFD1 | PS4_01_VFD1_SI2 | SI2 |  | PS4_1_EPC2 | E-STOP PULLCORD
PS4_01_VFD1 | PS4_01_VFD1_SI3 | SI3 |  | PS4_1_EPC2_2 | E-STOP PULLCORD
PS4_01_VFD1 | PS4_01_VFD1_SO0 | SO0 |  | SPARE
PS4_02_VFD1 | PS4_02_VFD1_I0 | I0 |  | PS4_2_VFD1_DISC | DISCONNECT AUX
PS4_02_VFD1 | PS4_02_VFD1_I1 | I1 |  | SPARE
PS4_02_VFD1 | PS4_02_VFD1_I2 | I2 |  | PS4_2_TPE1 | TRACKING PHOTOEYE
PS4_02_VFD1 | PS4_02_VFD1_I3 | I3 |  | PS4_2_TPE2 | TRACKING PHOTOEYE
PS4_02_VFD1 | PS4_02_VFD1_IO0 | IO0 |  | PS4_1_S1_PB | START PUSHBUTTON
PS4_02_VFD1 | PS4_02_VFD1_IO1 | IO1 |  | PS4_1_S1_PB_LT | START PUSHBUTTON LIGHT
PS4_02_VFD1 | PS4_02_VFD1_SI0 | SI0 |  | SPARE
PS4_02_VFD1 | PS4_02_VFD1_SI1 | SI1 |  | SPARE
PS4_02_VFD1 | PS4_02_VFD1_SI2 | SI2 |  | SPARE
PS4_02_VFD1 | PS4_02_VFD1_SI3 | SI3 |  | SPARE
PS4_02_VFD1 | PS4_02_VFD1_SO0 | SO0 |  | PS4_2_BCN1_A | AMBER BEACON LIGHT
PS4_03_VFD1 | PS4_03_VFD1_I0 | I0 |  | PS4_3_VFD1_DISC | DISCONNECT AUX
PS4_03_VFD1 | PS4_03_VFD1_I1 | I1 |  | SPARE
PS4_03_VFD1 | PS4_03_VFD1_I2 | I2 |  | SPARE
PS4_03_VFD1 | PS4_03_VFD1_I3 | I3 |  | SPARE
PS4_03_VFD1 | PS4_03_VFD1_IO0 | IO0 |  | PS4_1_S2_PB | START PUSHBUTTON
PS4_03_VFD1 | PS4_03_VFD1_IO1 | IO1 |  | PS4_1_S2_PB_LT | START PUSHBUTTON LIGHT
PS4_03_VFD1 | PS4_03_VFD1_SI0 | SI0 |  | SPARE
PS4_03_VFD1 | PS4_03_VFD1_SI1 | SI1 |  | SPARE
PS4_03_VFD1 | PS4_03_VFD1_SI2 | SI2 |  | SPARE
PS4_03_VFD1 | PS4_03_VFD1_SI3 | SI3 |  | SPARE
PS4_03_VFD1 | PS4_03_VFD1_SO0 | SO0 |  | SPARE
PS4_04_VFD1 | PS4_04_VFD1_I0 | I0 |  | PS4_4_VFD1_DISC | DISCONNECT AUX
PS4_04_VFD1 | PS4_04_VFD1_I1 | I1 |  | SPARE
PS4_04_VFD1 | PS4_04_VFD1_I2 | I2 |  | PS4_4_TPE1 | TRACKING PHOTOEYE
PS4_04_VFD1 | PS4_04_VFD1_I3 | I3 |  | PS4_4_TPE2 | TRACKING PHOTOEYE
PS4_04_VFD1 | PS4_04_VFD1_IO0 | IO0 |  | PS4_2_JR1_PB | JAM RESET PUSHBUTTON
PS4_04_VFD1 | PS4_04_VFD1_IO1 | IO1 |  | PS4_2_JR1_PB_LT | JAM RESET PUSHBUTTON LIGHT
PS4_04_VFD1 | PS4_04_VFD1_SI0 | SI0 |  | SPARE
PS4_04_VFD1 | PS4_04_VFD1_SI1 | SI1 |  | SPARE
PS4_04_VFD1 | PS4_04_VFD1_SI2 | SI2 |  | SPARE
PS4_04_VFD1 | PS4_04_VFD1_SI3 | SI3 |  | SPARE
PS4_04_VFD1 | PS4_04_VFD1_SO0 | SO0 |  | SPARE
PS4_05_VFD1 | PS4_05_VFD1_I0 | I0 |  | PS4_5_VFD1_DISC | DISCONNECT AUX
PS4_05_VFD1 | PS4_05_VFD1_I1 | I1 |  | SPARE
PS4_05_VFD1 | PS4_05_VFD1_I2 | I2 |  | PS4_5_TPE1 | TRACKING PHOTOEYE
PS4_05_VFD1 | PS4_05_VFD1_I3 | I3 |  | SPARE
PS4_05_VFD1 | PS4_05_VFD1_IO0 | IO0 |  | SPARE
PS4_05_VFD1 | PS4_05_VFD1_IO1 | IO1 |  | SPARE
PS4_05_VFD1 | PS4_05_VFD1_SI0 | SI0 |  | SPARE
PS4_05_VFD1 | PS4_05_VFD1_SI1 | SI1 |  | SPARE
PS4_05_VFD1 | PS4_05_VFD1_SI2 | SI2 |  | SPARE
PS4_05_VFD1 | PS4_05_VFD1_SI3 | SI3 |  | SPARE
PS4_05_VFD1 | PS4_05_VFD1_SO0 | SO0 |  | SPARE
PS4_06_VFD1 | PS4_06_VFD1_I0 | I0 |  | PS4_6_VFD1_DISC | DISCONNECT AUX
PS4_06_VFD1 | PS4_06_VFD1_I1 | I1 |  | SPARE
PS4_06_VFD1 | PS4_06_VFD1_I2 | I2 |  | PS4_6_TPE1 | TRACKING PHOTOEYE
PS4_06_VFD1 | PS4_06_VFD1_I3 | I3 |  | SPARE
PS4_06_VFD1 | PS4_06_VFD1_IO0 | IO0 |  | SPARE
PS4_06_VFD1 | PS4_06_VFD1_IO1 | IO1 |  | SPARE
PS4_06_VFD1 | PS4_06_VFD1_SI0 | SI0 |  | SPARE
PS4_06_VFD1 | PS4_06_VFD1_SI1 | SI1 |  | SPARE
PS4_06_VFD1 | PS4_06_VFD1_SI2 | SI2 |  | SPARE
PS4_06_VFD1 | PS4_06_VFD1_SI3 | SI3 |  | SPARE
PS4_06_VFD1 | PS4_06_VFD1_SO0 | SO0 |  | SPARE
PS4_07_VFD1 | PS4_07_VFD1_I0 | I0 |  | PS4_7_VFD1_DISC | DISCONNECT AUX
PS4_07_VFD1 | PS4_07_VFD1_I1 | I1 |  | SPARE
PS4_07_VFD1 | PS4_07_VFD1_I2 | I2 |  | PS4_7_TPE1 | TRACKING PHOTOEYE
PS4_07_VFD1 | PS4_07_VFD1_I3 | I3 |  | SPARE
PS4_07_VFD1 | PS4_07_VFD1_IO0 | IO0 |  | SPARE
PS4_07_VFD1 | PS4_07_VFD1_IO1 | IO1 |  | SPARE
PS4_07_VFD1 | PS4_07_VFD1_SI0 | SI0 |  | SPARE
PS4_07_VFD1 | PS4_07_VFD1_SI1 | SI1 |  | SPARE
PS4_07_VFD1 | PS4_07_VFD1_SI2 | SI2 |  | SPARE
PS4_07_VFD1 | PS4_07_VFD1_SI3 | SI3 |  | SPARE
PS4_07_VFD1 | PS4_07_VFD1_SO0 | SO0 |  | SPARE
PS4_08_VFD1 | PS4_08_VFD1_I0 | I0 |  | PS4_8_VFD1_DISC | DISCONNECT AUX
PS4_08_VFD1 | PS4_08_VFD1_I1 | I1 |  | SPARE
PS4_08_VFD1 | PS4_08_VFD1_I2 | I2 |  | PS4_8_TPE1 | TRACKING PHOTOEYE
PS4_08_VFD1 | PS4_08_VFD1_I3 | I3 |  | SPARE
PS4_08_VFD1 | PS4_08_VFD1_IO0 | IO0 |  | PS4_8_JR1_PB | JAM RESET PUSHBUTTON
PS4_08_VFD1 | PS4_08_VFD1_IO1 | IO1 |  | PS4_8_JR1_PB_LT | JAM RESET PUSHBUTTON LIGHT
PS4_08_VFD1 | PS4_08_VFD1_SI0 | SI0 |  | SPARE
PS4_08_VFD1 | PS4_08_VFD1_SI1 | SI1 |  | SPARE
PS4_08_VFD1 | PS4_08_VFD1_SI2 | SI2 |  | SPARE
PS4_08_VFD1 | PS4_08_VFD1_SI3 | SI3 |  | SPARE
PS4_08_VFD1 | PS4_08_VFD1_SO0 | SO0 |  | PS4_8_BCN1_A | AMBER BEACON LIGHT
PS4_09_VFD1 | PS4_09_VFD1_I0 | I0 |  | PS4_9_VFD1_DISC | DISCONNECT AUX
PS4_09_VFD1 | PS4_09_VFD1_I1 | I1 |  | SPARE
PS4_09_VFD1 | PS4_09_VFD1_I2 | I2 |  | SPARE
PS4_09_VFD1 | PS4_09_VFD1_I3 | I3 |  | SPARE
PS4_09_VFD1 | PS4_09_VFD1_IO0 | IO0 |  | SPARE
PS4_09_VFD1 | PS4_09_VFD1_IO1 | IO1 |  | SPARE
PS4_09_VFD1 | PS4_09_VFD1_SI0 | SI0 |  | SPARE
PS4_09_VFD1 | PS4_09_VFD1_SI1 | SI1 |  | SPARE
PS4_09_VFD1 | PS4_09_VFD1_SI2 | SI2 |  | SPARE
PS4_09_VFD1 | PS4_09_VFD1_SI3 | SI3 |  | SPARE
PS4_09_VFD1 | PS4_09_VFD1_SO0 | SO0 |  | SPARE
PS4_10_VFD1 | PS4_10_VFD1_I0 | I0 |  | PS4_10_VFD1_DISC | DISCONNECT AUX
PS4_10_VFD1 | PS4_10_VFD1_I1 | I1 |  | SPARE
PS4_10_VFD1 | PS4_10_VFD1_I2 | I2 |  | PS4_10_TPE1 | TRACKING PHOTOEYE
PS4_10_VFD1 | PS4_10_VFD1_I3 | I3 |  | PS4_10_TPE2 | TRACKING PHOTOEYE
PS4_10_VFD1 | PS4_10_VFD1_IO0 | IO0 |  | SPARE
PS4_10_VFD1 | PS4_10_VFD1_IO1 | IO1 |  | SPARE
PS4_10_VFD1 | PS4_10_VFD1_SI0 | SI0 |  | SPARE
PS4_10_VFD1 | PS4_10_VFD1_SI1 | SI1 |  | SPARE
PS4_10_VFD1 | PS4_10_VFD1_SI2 | SI2 |  | SPARE
PS4_10_VFD1 | PS4_10_VFD1_SI3 | SI3 |  | SPARE
PS4_10_VFD1 | PS4_10_VFD1_SO0 | SO0 |  | SPARE
PS4_11_VFD1 | PS4_11_VFD1_I0 | I0 |  | PS4_11_VFD1_DISC | DISCONNECT AUX
PS4_11_VFD1 | PS4_11_VFD1_I1 | I1 |  | SPARE
PS4_11_VFD1 | PS4_11_VFD1_I2 | I2 |  | PS4_11_TPE1 | TRACKING PHOTOEYE
PS4_11_VFD1 | PS4_11_VFD1_I3 | I3 |  | SPARE
PS4_11_VFD1 | PS4_11_VFD1_IO0 | IO0 |  | PS4_14_S2_PB | START PUSHBUTTON
PS4_11_VFD1 | PS4_11_VFD1_IO1 | IO1 |  | PS4_14_S2_PB_LT | START PUSHBUTTON LIGHT
PS4_11_VFD1 | PS4_11_VFD1_SI0 | SI0 |  | SPARE
PS4_11_VFD1 | PS4_11_VFD1_SI1 | SI1 |  | SPARE
PS4_11_VFD1 | PS4_11_VFD1_SI2 | SI2 |  | SPARE
PS4_11_VFD1 | PS4_11_VFD1_SI3 | SI3 |  | SPARE
PS4_11_VFD1 | PS4_11_VFD1_SO0 | SO0 |  | SPARE
PS4_12_VFD1 | PS4_12_VFD1_I0 | I0 |  | PS4_12_VFD1_DISC | DISCONNECT AUX
PS4_12_VFD1 | PS4_12_VFD1_I1 | I1 |  | SPARE
PS4_12_VFD1 | PS4_12_VFD1_I2 | I2 |  | PS4_12_TPE1 | TRACKING PHOTOEYE
PS4_12_VFD1 | PS4_12_VFD1_I3 | I3 |  | SPARE
PS4_12_VFD1 | PS4_12_VFD1_IO0 | IO0 |  | PS4_14_S1_PB | START PUSHBUTTON
PS4_12_VFD1 | PS4_12_VFD1_IO1 | IO1 |  | PS4_14_S1_PB_LT | START PUSHBUTTON LIGHT
PS4_12_VFD1 | PS4_12_VFD1_SI0 | SI0 |  | SPARE
PS4_12_VFD1 | PS4_12_VFD1_SI1 | SI1 |  | SPARE
PS4_12_VFD1 | PS4_12_VFD1_SI2 | SI2 |  | SPARE
PS4_12_VFD1 | PS4_12_VFD1_SI3 | SI3 |  | SPARE
PS4_12_VFD1 | PS4_12_VFD1_SO0 | SO0 |  | SPARE
PS4_13_VFD1 | PS4_13_VFD1_I0 | I0 |  | PS4_13_VFD1_DISC | DISCONNECT AUX
PS4_13_VFD1 | PS4_13_VFD1_I1 | I1 |  | SPARE
PS4_13_VFD1 | PS4_13_VFD1_I2 | I2 |  | SPARE
PS4_13_VFD1 | PS4_13_VFD1_I3 | I3 |  | SPARE
PS4_13_VFD1 | PS4_13_VFD1_IO0 | IO0 |  | PS4_13_JR1_PB | JAM RESET PUSHBUTTON
PS4_13_VFD1 | PS4_13_VFD1_IO1 | IO1 |  | PS4_13_JR1_PB_LT | JAM RESET PUSHBUTTON LIGHT
PS4_13_VFD1 | PS4_13_VFD1_SI0 | SI0 |  | SPARE
PS4_13_VFD1 | PS4_13_VFD1_SI1 | SI1 |  | SPARE
PS4_13_VFD1 | PS4_13_VFD1_SI2 | SI2 |  | SPARE
PS4_13_VFD1 | PS4_13_VFD1_SI3 | SI3 |  | SPARE
PS4_13_VFD1 | PS4_13_VFD1_SO0 | SO0 |  | PS4_13_BCN1_A | AMBER BEACON LIGHT
PS4_14_VFD1 | PS4_14_VFD1_I0 | I0 |  | PS4_14_VFD1_DISC | DISCONNECT AUX
PS4_14_VFD1 | PS4_14_VFD1_I1 | I1 |  | SPARE
PS4_14_VFD1 | PS4_14_VFD1_I2 | I2 |  | PS4_14_TPE1 | TRACKING PHOTOEYE
PS4_14_VFD1 | PS4_14_VFD1_I3 | I3 |  | SPARE
PS4_14_VFD1 | PS4_14_VFD1_IO0 | IO0 |  | PS4_14_BCN1_A | AMBER BEACON LIGHT
PS4_14_VFD1 | PS4_14_VFD1_IO1 | IO1 |  | PS4_14_BCN1_R | RED BEACON LIGHT
PS4_14_VFD1 | PS4_14_VFD1_SI0 | SI0 |  | PS4_14_EPC1 | E-STOP PULLCORD
PS4_14_VFD1 | PS4_14_VFD1_SI1 | SI1 |  | PS4_14_EPC1_2 | E-STOP PULLCORD
PS4_14_VFD1 | PS4_14_VFD1_SI2 | SI2 |  | PS4_14_EPC2 | E-STOP PULLCORD
PS4_14_VFD1 | PS4_14_VFD1_SI3 | SI3 |  | PS4_14_EPC2_2 | E-STOP PULLCORD
PS4_14_VFD1 | PS4_14_VFD1_SO0 | SO0 |  | PS4_14_BCN2_R | RED BEACON LIGHT
UL1_03_FIO1 | UL1_03_FIO1_IO00 | IO00 |  | UL1_3_BCN1_R | RED BEACON LIGHT
UL1_03_FIO1 | UL1_03_FIO1_IO01 | IO01 |  | SPARE
UL1_03_FIO1 | UL1_03_FIO1_IO02 | IO02 |  | UL1_3_BCN2_R | RED BEACON LIGHT
UL1_03_FIO1 | UL1_03_FIO1_IO03 | IO03 |  | SPARE
UL1_03_FIO1 | UL1_03_FIO1_IO04 | IO04 |  | UL1_3_LPE1 | LASEREYE
UL1_03_FIO1 | UL1_03_FIO1_IO05 | IO05 |  | SPARE
UL1_03_FIO1 | UL1_03_FIO1_IO06 | IO06 |  | UL1_3_LPE2 | LASEREYE
UL1_03_FIO1 | UL1_03_FIO1_IO07 | IO07 |  | SPARE
UL1_03_FIO1 | UL1_03_FIO1_IO08 | IO08 |  | UL1_3_S1_PB | START PUSHBUTTON
UL1_03_FIO1 | UL1_03_FIO1_IO09 | IO09 |  | UL1_3_S1_PB_LT | START PUSHBUTTON LIGHT
UL1_03_FIO1 | UL1_03_FIO1_IO10 | IO10 |  | UL1_3_S2_PB | START PUSHBUTTON
UL1_03_FIO1 | UL1_03_FIO1_IO11 | IO11 |  | UL1_3_S2_PB_LT | START PUSHBUTTON LIGHT
UL1_03_FIO1 | UL1_03_FIO1_IO12 | IO12 |  | SPARE
UL1_03_FIO1 | UL1_03_FIO1_IO13 | IO13 |  | SPARE
UL1_03_FIO1 | UL1_03_FIO1_IO14 | IO14 |  | SPARE
UL1_03_FIO1 | UL1_03_FIO1_IO15 | IO15 |  | SPARE
UL1_03_VFD1 | UL1_03_VFD1_I0 | I0 |  | UL1_3_VFD1_DISC | DISCONNECT AUX
UL1_03_VFD1 | UL1_03_VFD1_I1 | I1 |  | UL1_3_ENC1 | ENCODER
UL1_03_VFD1 | UL1_03_VFD1_I2 | I2 |  | UL1_3_TPE1 | TRACKING PHOTOEYE
UL1_03_VFD1 | UL1_03_VFD1_I3 | I3 |  | UL1_3_TPE2 | TRACKING PHOTOEYE
UL1_03_VFD1 | UL1_03_VFD1_IO0 | IO0 |  | SPARE
UL1_03_VFD1 | UL1_03_VFD1_IO1 | IO1 |  | SPARE
UL1_03_VFD1 | UL1_03_VFD1_SI0 | SI0 |  | UL1_3_EPC1 | E-STOP PULLCORD
UL1_03_VFD1 | UL1_03_VFD1_SI1 | SI1 |  | UL1_3_EPC1_2 | E-STOP PULLCORD
UL1_03_VFD1 | UL1_03_VFD1_SI2 | SI2 |  | UL1_3_EPC2 | E-STOP PULLCORD
UL1_03_VFD1 | UL1_03_VFD1_SI3 | SI3 |  | UL1_3_EPC2_2 | E-STOP PULLCORD
UL1_03_VFD1 | UL1_03_VFD1_SO0 | SO0 |  | SPARE
UL1_04_VFD1 | UL1_04_VFD1_I0 | I0 |  | UL1_4_VFD1_DISC | DISCONNECT AUX
UL1_04_VFD1 | UL1_04_VFD1_I1 | I1 |  | UL1_4_ENC1 | ENCODER
UL1_04_VFD1 | UL1_04_VFD1_I2 | I2 |  | UL1_4_TPE1 | TRACKING PHOTOEYE
UL1_04_VFD1 | UL1_04_VFD1_I3 | I3 |  | SPARE
UL1_04_VFD1 | UL1_04_VFD1_IO0 | IO0 |  | UL1_4_S1_PB | START PUSHBUTTON
UL1_04_VFD1 | UL1_04_VFD1_IO1 | IO1 |  | UL1_4_S1_PB_LT | START PUSHBUTTON LIGHT
UL1_04_VFD1 | UL1_04_VFD1_SI0 | SI0 |  | UL1_4_EPC1 | E-STOP PULLCORD
UL1_04_VFD1 | UL1_04_VFD1_SI1 | SI1 |  | UL1_4_EPC1_2 | E-STOP PULLCORD
UL1_04_VFD1 | UL1_04_VFD1_SI2 | SI2 |  | UL1_4_EPC2 | E-STOP PULLCORD
UL1_04_VFD1 | UL1_04_VFD1_SI3 | SI3 |  | UL1_4_EPC2_2 | E-STOP PULLCORD
UL1_04_VFD1 | UL1_04_VFD1_SO0 | SO0 |  | SPARE
UL1_05_VFD1 | UL1_05_VFD1_I0 | I0 |  | UL1_5_VFD1_DISC | DISCONNECT AUX
UL1_05_VFD1 | UL1_05_VFD1_I1 | I1 |  | UL1_5_ENC1 | ENCODER
UL1_05_VFD1 | UL1_05_VFD1_I2 | I2 |  | UL1_5_TPE1 | TRACKING PHOTOEYE
UL1_05_VFD1 | UL1_05_VFD1_I3 | I3 |  | SPARE
UL1_05_VFD1 | UL1_05_VFD1_IO0 | IO0 |  | UL1_4_S2_PB | START PUSHBUTTON
UL1_05_VFD1 | UL1_05_VFD1_IO1 | IO1 |  | UL1_4_S2_PB_LT | START PUSHBUTTON LIGHT
UL1_05_VFD1 | UL1_05_VFD1_SI0 | SI0 |  | SPARE
UL1_05_VFD1 | UL1_05_VFD1_SI1 | SI1 |  | SPARE
UL1_05_VFD1 | UL1_05_VFD1_SI2 | SI2 |  | SPARE
UL1_05_VFD1 | UL1_05_VFD1_SI3 | SI3 |  | SPARE
UL1_05_VFD1 | UL1_05_VFD1_SO0 | SO0 |  | SPARE
UL1_06_VFD1 | UL1_06_VFD1_I0 | I0 |  | UL1_6_VFD1_DISC | DISCONNECT AUX
UL1_06_VFD1 | UL1_06_VFD1_I1 | I1 |  | UL1_6_ENC1 | ENCODER
UL1_06_VFD1 | UL1_06_VFD1_I2 | I2 |  | UL1_6_TPE1 | TRACKING PHOTOEYE
UL1_06_VFD1 | UL1_06_VFD1_I3 | I3 |  | SPARE
UL1_06_VFD1 | UL1_06_VFD1_IO0 | IO0 |  | UL1_4_BCN1_R | RED BEACON LIGHT
UL1_06_VFD1 | UL1_06_VFD1_IO1 | IO1 |  | UL1_4_BCN2_R | RED BEACON LIGHT
UL1_06_VFD1 | UL1_06_VFD1_SI0 | SI0 |  | SPARE
UL1_06_VFD1 | UL1_06_VFD1_SI1 | SI1 |  | SPARE
UL1_06_VFD1 | UL1_06_VFD1_SI2 | SI2 |  | SPARE
UL1_06_VFD1 | UL1_06_VFD1_SI3 | SI3 |  | SPARE
UL1_06_VFD1 | UL1_06_VFD1_SO0 | SO0 |  | SPARE
UL1_07_VFD1 | UL1_07_VFD1_I0 | I0 |  | UL1_7_VFD1_DISC | DISCONNECT AUX
UL1_07_VFD1 | UL1_07_VFD1_I1 | I1 |  | UL1_7_ENC1 | ENCODER
UL1_07_VFD1 | UL1_07_VFD1_I2 | I2 |  | UL1_7_TPE1 | TRACKING PHOTOEYE
UL1_07_VFD1 | UL1_07_VFD1_I3 | I3 |  | SPARE
UL1_07_VFD1 | UL1_07_VFD1_IO0 | IO0 |  | UL1_9_S1_PB | START PUSHBUTTON
UL1_07_VFD1 | UL1_07_VFD1_IO1 | IO1 |  | UL1_9_S1_PB_LT | START PUSHBUTTON LIGHT
UL1_07_VFD1 | UL1_07_VFD1_SI0 | SI0 |  | SPARE
UL1_07_VFD1 | UL1_07_VFD1_SI1 | SI1 |  | SPARE
UL1_07_VFD1 | UL1_07_VFD1_SI2 | SI2 |  | SPARE
UL1_07_VFD1 | UL1_07_VFD1_SI3 | SI3 |  | SPARE
UL1_07_VFD1 | UL1_07_VFD1_SO0 | SO0 |  | SPARE
UL1_08_VFD1 | UL1_08_VFD1_I0 | I0 |  | UL1_8_VFD1_DISC | DISCONNECT AUX
UL1_08_VFD1 | UL1_08_VFD1_I1 | I1 |  | UL1_8_ENC1 | ENCODER
UL1_08_VFD1 | UL1_08_VFD1_I2 | I2 |  | UL1_8_TPE1 | TRACKING PHOTOEYE
UL1_08_VFD1 | UL1_08_VFD1_I3 | I3 |  | SPARE
UL1_08_VFD1 | UL1_08_VFD1_IO0 | IO0 |  | UL1_9_JR1_PB | JAM RESET PUSHBUTTON
UL1_08_VFD1 | UL1_08_VFD1_IO1 | IO1 |  | UL1_9_JR1_PB_LT | JAM RESET PUSHBUTTON LIGHT
UL1_08_VFD1 | UL1_08_VFD1_SI0 | SI0 |  | SPARE
UL1_08_VFD1 | UL1_08_VFD1_SI1 | SI1 |  | SPARE
UL1_08_VFD1 | UL1_08_VFD1_SI2 | SI2 |  | SPARE
UL1_08_VFD1 | UL1_08_VFD1_SI3 | SI3 |  | SPARE
UL1_08_VFD1 | UL1_08_VFD1_SO0 | SO0 |  | SPARE
UL1_09_VFD1 | UL1_09_VFD1_I0 | I0 |  | UL1_9_VFD1_DISC | DISCONNECT AUX
UL1_09_VFD1 | UL1_09_VFD1_I1 | I1 |  | UL1_9_ENC1 | ENCODER
UL1_09_VFD1 | UL1_09_VFD1_I2 | I2 |  | UL1_9_TPE1 | TRACKING PHOTOEYE
UL1_09_VFD1 | UL1_09_VFD1_I3 | I3 |  | UL1_9_TPE2 | TRACKING PHOTOEYE
UL1_09_VFD1 | UL1_09_VFD1_IO0 | IO0 |  | UL1_9_BCN1_R | RED BEACON LIGHT
UL1_09_VFD1 | UL1_09_VFD1_IO1 | IO1 |  | UL1_9_BCN1_A | AMBER BEACON LIGHT
UL1_09_VFD1 | UL1_09_VFD1_SI0 | SI0 |  | UL1_9_EPC1 | E-STOP PULLCORD
UL1_09_VFD1 | UL1_09_VFD1_SI1 | SI1 |  | UL1_9_EPC1_2 | E-STOP PULLCORD
UL1_09_VFD1 | UL1_09_VFD1_SI2 | SI2 |  | UL1_9_EPC2 | E-STOP PULLCORD
UL1_09_VFD1 | UL1_09_VFD1_SI3 | SI3 |  | UL1_9_EPC2_2 | E-STOP PULLCORD
UL1_09_VFD1 | UL1_09_VFD1_SO0 | SO0 |  | UL1_9_BCN2_R | RED BEACON LIGHT
UL1_10A_VFD1 | UL1_10A_VFD1_I0 | I0 |  | UL1_10A_VFD1_DISC | DISCONNECT AUX
UL1_10A_VFD1 | UL1_10A_VFD1_I1 | I1 |  | UL1_9_TPE3 | TRACKING PHOTOEYE
UL1_10A_VFD1 | UL1_10A_VFD1_I2 | I2 |  | UL1_9_TPE4 | TRACKING PHOTOEYE
UL1_10A_VFD1 | UL1_10A_VFD1_I3 | I3 |  | UL1_9_TPE5 | TRACKING PHOTOEYE
UL1_10A_VFD1 | UL1_10A_VFD1_IO0 | IO0 |  | UL1_9_S2_PB | START PUSHBUTTON
UL1_10A_VFD1 | UL1_10A_VFD1_IO1 | IO1 |  | UL1_9_S2_PB_LT | START PUSHBUTTON LIGHT
UL1_10A_VFD1 | UL1_10A_VFD1_SI0 | SI0 |  | SPARE
UL1_10A_VFD1 | UL1_10A_VFD1_SI1 | SI1 |  | SPARE
UL1_10A_VFD1 | UL1_10A_VFD1_SI2 | SI2 |  | SPARE
UL1_10A_VFD1 | UL1_10A_VFD1_SI3 | SI3 |  | SPARE
UL1_10A_VFD1 | UL1_10A_VFD1_SO0 | SO0 |  | SPARE
UL1_10B_VFD1 | UL1_10B_VFD1_I0 | I0 |  | UL1_10B_VFD1_DISC | DISCONNECT AUX
UL1_10B_VFD1 | UL1_10B_VFD1_I1 | I1 |  | SPARE
UL1_10B_VFD1 | UL1_10B_VFD1_I2 | I2 |  | SPARE
UL1_10B_VFD1 | UL1_10B_VFD1_I3 | I3 |  | SPARE
UL1_10B_VFD1 | UL1_10B_VFD1_IO0 | IO0 |  | SPARE
UL1_10B_VFD1 | UL1_10B_VFD1_IO1 | IO1 |  | SPARE
UL1_10B_VFD1 | UL1_10B_VFD1_SI0 | SI0 |  | SPARE
UL1_10B_VFD1 | UL1_10B_VFD1_SI1 | SI1 |  | SPARE
UL1_10B_VFD1 | UL1_10B_VFD1_SI2 | SI2 |  | SPARE
UL1_10B_VFD1 | UL1_10B_VFD1_SI3 | SI3 |  | SPARE
UL1_10B_VFD1 | UL1_10B_VFD1_SO0 | SO0 |  | SPARE
UL1_11_VFD1 | UL1_11_VFD1_I0 | I0 |  | UL1_11_VFD1_DISC | DISCONNECT AUX
UL1_11_VFD1 | UL1_11_VFD1_I1 | I1 |  | SPARE
UL1_11_VFD1 | UL1_11_VFD1_I2 | I2 |  | UL1_11_TPE1 | TRACKING PHOTOEYE
UL1_11_VFD1 | UL1_11_VFD1_I3 | I3 |  | UL1_11_TPE2 | TRACKING PHOTOEYE
UL1_11_VFD1 | UL1_11_VFD1_IO0 | IO0 |  | SPARE
UL1_11_VFD1 | UL1_11_VFD1_IO1 | IO1 |  | SPARE
UL1_11_VFD1 | UL1_11_VFD1_SI0 | SI0 |  | SPARE
UL1_11_VFD1 | UL1_11_VFD1_SI1 | SI1 |  | SPARE
UL1_11_VFD1 | UL1_11_VFD1_SI2 | SI2 |  | SPARE
UL1_11_VFD1 | UL1_11_VFD1_SI3 | SI3 |  | SPARE
UL1_11_VFD1 | UL1_11_VFD1_SO0 | SO0 |  | SPARE
UL1_12_VFD1 | UL1_12_VFD1_I0 | I0 |  | UL1_12_VFD1_DISC | DISCONNECT AUX
UL1_12_VFD1 | UL1_12_VFD1_I1 | I1 |  | SPARE
UL1_12_VFD1 | UL1_12_VFD1_I2 | I2 |  | UL1_12_TPE1 | TRACKING PHOTOEYE
UL1_12_VFD1 | UL1_12_VFD1_I3 | I3 |  | SPARE
UL1_12_VFD1 | UL1_12_VFD1_IO0 | IO0 |  | SPARE
UL1_12_VFD1 | UL1_12_VFD1_IO1 | IO1 |  | SPARE
UL1_12_VFD1 | UL1_12_VFD1_SI0 | SI0 |  | SPARE
UL1_12_VFD1 | UL1_12_VFD1_SI1 | SI1 |  | SPARE
UL1_12_VFD1 | UL1_12_VFD1_SI2 | SI2 |  | SPARE
UL1_12_VFD1 | UL1_12_VFD1_SI3 | SI3 |  | SPARE
UL1_12_VFD1 | UL1_12_VFD1_SO0 | SO0 |  | SPARE
UL1_13_VFD1 | UL1_13_VFD1_I0 | I0 |  | UL1_13_VFD1_DISC | DISCONNECT AUX
UL1_13_VFD1 | UL1_13_VFD1_I1 | I1 |  | SPARE
UL1_13_VFD1 | UL1_13_VFD1_I2 | I2 |  | SPARE
UL1_13_VFD1 | UL1_13_VFD1_I3 | I3 |  | SPARE
UL1_13_VFD1 | UL1_13_VFD1_IO0 | IO0 |  | SPARE
UL1_13_VFD1 | UL1_13_VFD1_IO1 | IO1 |  | SPARE
UL1_13_VFD1 | UL1_13_VFD1_SI0 | SI0 |  | SPARE
UL1_13_VFD1 | UL1_13_VFD1_SI1 | SI1 |  | SPARE
UL1_13_VFD1 | UL1_13_VFD1_SI2 | SI2 |  | SPARE
UL1_13_VFD1 | UL1_13_VFD1_SI3 | SI3 |  | SPARE
UL1_13_VFD1 | UL1_13_VFD1_SO0 | SO0 |  | SPARE
UL10_01_VFD1 | UL10_01_VFD1_I0 | I0 |  | UL10_1_VFD1_DISC | DISCONNECT AUX
UL10_01_VFD1 | UL10_01_VFD1_I1 | I1 |  | SPARE
UL10_01_VFD1 | UL10_01_VFD1_I2 | I2 |  | UL10_1_TPE1 | TRACKING PHOTOEYE
UL10_01_VFD1 | UL10_01_VFD1_I3 | I3 |  | SPARE
UL10_01_VFD1 | UL10_01_VFD1_IO0 | IO0 |  | SPARE
UL10_01_VFD1 | UL10_01_VFD1_IO1 | IO1 |  | SPARE
UL10_01_VFD1 | UL10_01_VFD1_SI0 | SI0 |  | UL10_1_EPC1 | E-STOP PULLCORD
UL10_01_VFD1 | UL10_01_VFD1_SI1 | SI1 |  | UL10_1_EPC1_2 | E-STOP PULLCORD
UL10_01_VFD1 | UL10_01_VFD1_SI2 | SI2 |  | UL10_1_EPC2 | E-STOP PULLCORD
UL10_01_VFD1 | UL10_01_VFD1_SI3 | SI3 |  | UL10_1_EPC2_2 | E-STOP PULLCORD
UL10_01_VFD1 | UL10_01_VFD1_SO0 | SO0 |  | SPARE
UL10_02_FIO1 | UL10_02_FIO1_IO00 | IO00 |  | UL10_1_BCN1_R | RED BEACON LIGHT
UL10_02_FIO1 | UL10_02_FIO1_IO01 | IO01 |  | SPARE
UL10_02_FIO1 | UL10_02_FIO1_IO02 | IO02 |  | UL10_1_BCN2_R | RED BEACON LIGHT
UL10_02_FIO1 | UL10_02_FIO1_IO03 | IO03 |  | SPARE
UL10_02_FIO1 | UL10_02_FIO1_IO04 | IO04 |  | UL10_1_SS1_SPB | SS STATION START PUSHBUTTON
UL10_02_FIO1 | UL10_02_FIO1_IO05 | IO05 |  | SPARE
UL10_02_FIO1 | UL10_02_FIO1_IO06 | IO06 |  | UL10_1_SS1_STPB | SS STATION STOP PUSHBUTTON
UL10_02_FIO1 | UL10_02_FIO1_IO07 | IO07 |  | UL10_1_SS1_STPB_LT | SS STATION STOP PUSHBUTTON LIGHT
UL10_02_FIO1 | UL10_02_FIO1_IO08 | IO08 |  | UL10_2_LPE1 | LASEREYE
UL10_02_FIO1 | UL10_02_FIO1_IO09 | IO09 |  | SPARE
UL10_02_FIO1 | UL10_02_FIO1_IO10 | IO10 |  | UL10_2_LPE2 | LASEREYE
UL10_02_FIO1 | UL10_02_FIO1_IO11 | IO11 |  | SPARE
UL10_02_FIO1 | UL10_02_FIO1_IO12 | IO12 |  | SPARE
UL10_02_FIO1 | UL10_02_FIO1_IO13 | IO13 |  | SPARE
UL10_02_FIO1 | UL10_02_FIO1_IO14 | IO14 |  | SPARE
UL10_02_FIO1 | UL10_02_FIO1_IO15 | IO15 |  | SPARE
UL10_02_VFD1 | UL10_02_VFD1_I0 | I0 |  | UL10_2_VFD1_DISC | DISCONNECT AUX
UL10_02_VFD1 | UL10_02_VFD1_I1 | I1 |  | SPARE
UL10_02_VFD1 | UL10_02_VFD1_I2 | I2 |  | UL10_2_TPE1 | TRACKING PHOTOEYE
UL10_02_VFD1 | UL10_02_VFD1_I3 | I3 |  | UL10_2_TPE2 | TRACKING PHOTOEYE
UL10_02_VFD1 | UL10_02_VFD1_IO0 | IO0 |  | SPARE
UL10_02_VFD1 | UL10_02_VFD1_IO1 | IO1 |  | SPARE
UL10_02_VFD1 | UL10_02_VFD1_SI0 | SI0 |  | SPARE
UL10_02_VFD1 | UL10_02_VFD1_SI1 | SI1 |  | SPARE
UL10_02_VFD1 | UL10_02_VFD1_SI2 | SI2 |  | SPARE
UL10_02_VFD1 | UL10_02_VFD1_SI3 | SI3 |  | SPARE
UL10_02_VFD1 | UL10_02_VFD1_SO0 | SO0 |  | SPARE
UL10_03_VFD1 | UL10_03_VFD1_I0 | I0 |  | UL10_3_VFD1_DISC | DISCONNECT AUX
UL10_03_VFD1 | UL10_03_VFD1_I1 | I1 |  | SPARE
UL10_03_VFD1 | UL10_03_VFD1_I2 | I2 |  | UL10_3_TPE1 | TRACKING PHOTOEYE
UL10_03_VFD1 | UL10_03_VFD1_I3 | I3 |  | SPARE
UL10_03_VFD1 | UL10_03_VFD1_IO0 | IO0 |  | UL10_3_BCN1_R | RED BEACON LIGHT
UL10_03_VFD1 | UL10_03_VFD1_IO1 | IO1 |  | UL10_3_BCN2_R | RED BEACON LIGHT
UL10_03_VFD1 | UL10_03_VFD1_SI0 | SI0 |  | UL10_3_EPC1 | E-STOP PULLCORD
UL10_03_VFD1 | UL10_03_VFD1_SI1 | SI1 |  | UL10_3_EPC1_2 | E-STOP PULLCORD
UL10_03_VFD1 | UL10_03_VFD1_SI2 | SI2 |  | UL10_3_EPC2 | E-STOP PULLCORD
UL10_03_VFD1 | UL10_03_VFD1_SI3 | SI3 |  | UL10_3_EPC2_2 | E-STOP PULLCORD
UL10_03_VFD1 | UL10_03_VFD1_SO0 | SO0 |  | SPARE
UL10_04_VFD1 | UL10_04_VFD1_I0 | I0 |  | UL10_4_VFD1_DISC | DISCONNECT AUX
UL10_04_VFD1 | UL10_04_VFD1_I1 | I1 |  | UL10_4_ENC1 | ENCODER
UL10_04_VFD1 | UL10_04_VFD1_I2 | I2 |  | UL10_4_TPE1 | TRACKING PHOTOEYE
UL10_04_VFD1 | UL10_04_VFD1_I3 | I3 |  | SPARE
UL10_04_VFD1 | UL10_04_VFD1_IO0 | IO0 |  | UL10_3_S1_PB | START PUSHBUTTON
UL10_04_VFD1 | UL10_04_VFD1_IO1 | IO1 |  | UL10_3_S1_PB_LT | START PUSHBUTTON LIGHT
UL10_04_VFD1 | UL10_04_VFD1_SI0 | SI0 |  | SPARE
UL10_04_VFD1 | UL10_04_VFD1_SI1 | SI1 |  | SPARE
UL10_04_VFD1 | UL10_04_VFD1_SI2 | SI2 |  | SPARE
UL10_04_VFD1 | UL10_04_VFD1_SI3 | SI3 |  | SPARE
UL10_04_VFD1 | UL10_04_VFD1_SO0 | SO0 |  | SPARE
UL10_05_VFD1 | UL10_05_VFD1_I0 | I0 |  | UL10_5_VFD1_DISC | DISCONNECT AUX
UL10_05_VFD1 | UL10_05_VFD1_I1 | I1 |  | UL10_5_ENC1 | ENCODER
UL10_05_VFD1 | UL10_05_VFD1_I2 | I2 |  | UL10_5_TPE1 | TRACKING PHOTOEYE
UL10_05_VFD1 | UL10_05_VFD1_I3 | I3 |  | SPARE
UL10_05_VFD1 | UL10_05_VFD1_IO0 | IO0 |  | UL10_3_S2_PB | START PUSHBUTTON
UL10_05_VFD1 | UL10_05_VFD1_IO1 | IO1 |  | UL10_3_S2_PB_LT | START PUSHBUTTON LIGHT
UL10_05_VFD1 | UL10_05_VFD1_SI0 | SI0 |  | SPARE
UL10_05_VFD1 | UL10_05_VFD1_SI1 | SI1 |  | SPARE
UL10_05_VFD1 | UL10_05_VFD1_SI2 | SI2 |  | SPARE
UL10_05_VFD1 | UL10_05_VFD1_SI3 | SI3 |  | SPARE
UL10_05_VFD1 | UL10_05_VFD1_SO0 | SO0 |  | SPARE
UL10_06_VFD1 | UL10_06_VFD1_I0 | I0 |  | UL10_6_VFD1_DISC | DISCONNECT AUX
UL10_06_VFD1 | UL10_06_VFD1_I1 | I1 |  | UL10_6_ENC1 | ENCODER
UL10_06_VFD1 | UL10_06_VFD1_I2 | I2 |  | UL10_6_TPE1 | TRACKING PHOTOEYE
UL10_06_VFD1 | UL10_06_VFD1_I3 | I3 |  | SPARE
UL10_06_VFD1 | UL10_06_VFD1_IO0 | IO0 |  | SPARE
UL10_06_VFD1 | UL10_06_VFD1_IO1 | IO1 |  | SPARE
UL10_06_VFD1 | UL10_06_VFD1_SI0 | SI0 |  | SPARE
UL10_06_VFD1 | UL10_06_VFD1_SI1 | SI1 |  | SPARE
UL10_06_VFD1 | UL10_06_VFD1_SI2 | SI2 |  | SPARE
UL10_06_VFD1 | UL10_06_VFD1_SI3 | SI3 |  | SPARE
UL10_06_VFD1 | UL10_06_VFD1_SO0 | SO0 |  | SPARE
UL10_07_VFD1 | UL10_07_VFD1_I0 | I0 |  | UL10_7_VFD1_DISC | DISCONNECT AUX
UL10_07_VFD1 | UL10_07_VFD1_I1 | I1 |  | UL10_7_ENC1 | ENCODER
UL10_07_VFD1 | UL10_07_VFD1_I2 | I2 |  | UL10_7_TPE1 | TRACKING PHOTOEYE
UL10_07_VFD1 | UL10_07_VFD1_I3 | I3 |  | SPARE
UL10_07_VFD1 | UL10_07_VFD1_IO0 | IO0 |  | SPARE
UL10_07_VFD1 | UL10_07_VFD1_IO1 | IO1 |  | SPARE
UL10_07_VFD1 | UL10_07_VFD1_SI0 | SI0 |  | SPARE
UL10_07_VFD1 | UL10_07_VFD1_SI1 | SI1 |  | SPARE
UL10_07_VFD1 | UL10_07_VFD1_SI2 | SI2 |  | SPARE
UL10_07_VFD1 | UL10_07_VFD1_SI3 | SI3 |  | SPARE
UL10_07_VFD1 | UL10_07_VFD1_SO0 | SO0 |  | SPARE
UL10_08_VFD1 | UL10_08_VFD1_I0 | I0 |  | UL10_8_VFD1_DISC | DISCONNECT AUX
UL10_08_VFD1 | UL10_08_VFD1_I1 | I1 |  | UL10_8_ENC1 | ENCODER
UL10_08_VFD1 | UL10_08_VFD1_I2 | I2 |  | SPARE
UL10_08_VFD1 | UL10_08_VFD1_I3 | I3 |  | SPARE
UL10_08_VFD1 | UL10_08_VFD1_IO0 | IO0 |  | SPARE
UL10_08_VFD1 | UL10_08_VFD1_IO1 | IO1 |  | SPARE
UL10_08_VFD1 | UL10_08_VFD1_SI0 | SI0 |  | SPARE
UL10_08_VFD1 | UL10_08_VFD1_SI1 | SI1 |  | SPARE
UL10_08_VFD1 | UL10_08_VFD1_SI2 | SI2 |  | SPARE
UL10_08_VFD1 | UL10_08_VFD1_SI3 | SI3 |  | SPARE
UL10_08_VFD1 | UL10_08_VFD1_SO0 | SO0 |  | SPARE
UL10_09_VFD1 | UL10_09_VFD1_I0 | I0 |  | UL10_9_VFD1_DISC | DISCONNECT AUX
UL10_09_VFD1 | UL10_09_VFD1_I1 | I1 |  | UL10_9_ENC1 | ENCODER
UL10_09_VFD1 | UL10_09_VFD1_I2 | I2 |  | UL10_9_TPE1 | TRACKING PHOTOEYE
UL10_09_VFD1 | UL10_09_VFD1_I3 | I3 |  | UL10_9_TPE2 | TRACKING PHOTOEYE
UL10_09_VFD1 | UL10_09_VFD1_IO0 | IO0 |  | SPARE
UL10_09_VFD1 | UL10_09_VFD1_IO1 | IO1 |  | SPARE
UL10_09_VFD1 | UL10_09_VFD1_SI0 | SI0 |  | SPARE
UL10_09_VFD1 | UL10_09_VFD1_SI1 | SI1 |  | SPARE
UL10_09_VFD1 | UL10_09_VFD1_SI2 | SI2 |  | SPARE
UL10_09_VFD1 | UL10_09_VFD1_SI3 | SI3 |  | SPARE
UL10_09_VFD1 | UL10_09_VFD1_SO0 | SO0 |  | SPARE
UL10_10_VFD1 | UL10_10_VFD1_I0 | I0 |  | UL10_10_VFD1_DISC | DISCONNECT AUX
UL10_10_VFD1 | UL10_10_VFD1_I1 | I1 |  | SPARE
UL10_10_VFD1 | UL10_10_VFD1_I2 | I2 |  | SPARE
UL10_10_VFD1 | UL10_10_VFD1_I3 | I3 |  | SPARE
UL10_10_VFD1 | UL10_10_VFD1_IO0 | IO0 |  | UL1_9_JR2_PB | JAM RESET PUSHBUTTON
UL10_10_VFD1 | UL10_10_VFD1_IO1 | IO1 |  | UL1_9_JR2_PB_LT | JAM RESET PUSHBUTTON LIGHT
UL10_10_VFD1 | UL10_10_VFD1_SI0 | SI0 |  | SPARE
UL10_10_VFD1 | UL10_10_VFD1_SI1 | SI1 |  | SPARE
UL10_10_VFD1 | UL10_10_VFD1_SI2 | SI2 |  | SPARE
UL10_10_VFD1 | UL10_10_VFD1_SI3 | SI3 |  | SPARE
UL10_10_VFD1 | UL10_10_VFD1_SO0 | SO0 |  | SPARE
UL11_03_FIO1 | UL11_03_FIO1_IO00 | IO00 |  | UL11_3_BCN1_R | RED BEACON LIGHT
UL11_03_FIO1 | UL11_03_FIO1_IO01 | IO01 |  | SPARE
UL11_03_FIO1 | UL11_03_FIO1_IO02 | IO02 |  | UL11_3_BCN2_R | RED BEACON LIGHT
UL11_03_FIO1 | UL11_03_FIO1_IO03 | IO03 |  | SPARE
UL11_03_FIO1 | UL11_03_FIO1_IO04 | IO04 |  | UL11_3_LPE1 | LASEREYE
UL11_03_FIO1 | UL11_03_FIO1_IO05 | IO05 |  | SPARE
UL11_03_FIO1 | UL11_03_FIO1_IO06 | IO06 |  | UL11_3_LPE2 | LASEREYE
UL11_03_FIO1 | UL11_03_FIO1_IO07 | IO07 |  | SPARE
UL11_03_FIO1 | UL11_03_FIO1_IO08 | IO08 |  | UL11_3_S1_PB | START PUSHBUTTON
UL11_03_FIO1 | UL11_03_FIO1_IO09 | IO09 |  | UL11_3_S1_PB_LT | START PUSHBUTTON LIGHT
UL11_03_FIO1 | UL11_03_FIO1_IO10 | IO10 |  | UL11_3_S2_PB | START PUSHBUTTON
UL11_03_FIO1 | UL11_03_FIO1_IO11 | IO11 |  | UL11_3_S2_PB_LT | START PUSHBUTTON LIGHT
UL11_03_FIO1 | UL11_03_FIO1_IO12 | IO12 |  | SPARE
UL11_03_FIO1 | UL11_03_FIO1_IO13 | IO13 |  | SPARE
UL11_03_FIO1 | UL11_03_FIO1_IO14 | IO14 |  | SPARE
UL11_03_FIO1 | UL11_03_FIO1_IO15 | IO15 |  | SPARE
UL11_03_VFD1 | UL11_03_VFD1_I0 | I0 |  | UL11_3_VFD1_DISC | DISCONNECT AUX
UL11_03_VFD1 | UL11_03_VFD1_I1 | I1 |  | UL11_3_ENC1 | ENCODER
UL11_03_VFD1 | UL11_03_VFD1_I2 | I2 |  | UL11_3_TPE1 | TRACKING PHOTOEYE
UL11_03_VFD1 | UL11_03_VFD1_I3 | I3 |  | UL11_3_TPE2 | TRACKING PHOTOEYE
UL11_03_VFD1 | UL11_03_VFD1_IO0 | IO0 |  | SPARE
UL11_03_VFD1 | UL11_03_VFD1_IO1 | IO1 |  | SPARE
UL11_03_VFD1 | UL11_03_VFD1_SI0 | SI0 |  | UL11_3_EPC1 | E-STOP PULLCORD
UL11_03_VFD1 | UL11_03_VFD1_SI1 | SI1 |  | UL11_3_EPC1_2 | E-STOP PULLCORD
UL11_03_VFD1 | UL11_03_VFD1_SI2 | SI2 |  | UL11_3_EPC2 | E-STOP PULLCORD
UL11_03_VFD1 | UL11_03_VFD1_SI3 | SI3 |  | UL11_3_EPC2_2 | E-STOP PULLCORD
UL11_03_VFD1 | UL11_03_VFD1_SO0 | SO0 |  | SPARE
UL11_04_VFD1 | UL11_04_VFD1_I0 | I0 |  | UL11_4_VFD1_DISC | DISCONNECT AUX
UL11_04_VFD1 | UL11_04_VFD1_I1 | I1 |  | SPARE
UL11_04_VFD1 | UL11_04_VFD1_I2 | I2 |  | UL11_4_TPE1 | TRACKING PHOTOEYE
UL11_04_VFD1 | UL11_04_VFD1_I3 | I3 |  | SPARE
UL11_04_VFD1 | UL11_04_VFD1_IO0 | IO0 |  | UL11_4_BCN1_R | RED BEACON LIGHT
UL11_04_VFD1 | UL11_04_VFD1_IO1 | IO1 |  | UL11_4_BCN2_R | RED BEACON LIGHT
UL11_04_VFD1 | UL11_04_VFD1_SI0 | SI0 |  | UL11_4_EPC1 | E-STOP PULLCORD
UL11_04_VFD1 | UL11_04_VFD1_SI1 | SI1 |  | UL11_4_EPC1_2 | E-STOP PULLCORD
UL11_04_VFD1 | UL11_04_VFD1_SI2 | SI2 |  | UL11_4_EPC2 | E-STOP PULLCORD
UL11_04_VFD1 | UL11_04_VFD1_SI3 | SI3 |  | UL11_4_EPC2_2 | E-STOP PULLCORD
UL11_04_VFD1 | UL11_04_VFD1_SO0 | SO0 |  | SPARE
UL11_05_VFD1 | UL11_05_VFD1_I0 | I0 |  | UL11_5_VFD1_DISC | DISCONNECT AUX
UL11_05_VFD1 | UL11_05_VFD1_I1 | I1 |  | UL11_5_ENC1 | ENCODER
UL11_05_VFD1 | UL11_05_VFD1_I2 | I2 |  | UL11_5_TPE1 | TRACKING PHOTOEYE
UL11_05_VFD1 | UL11_05_VFD1_I3 | I3 |  | SPARE
UL11_05_VFD1 | UL11_05_VFD1_IO0 | IO0 |  | UL11_4_S1_PB | START PUSHBUTTON
UL11_05_VFD1 | UL11_05_VFD1_IO1 | IO1 |  | UL11_4_S1_PB_LT | START PUSHBUTTON LIGHT
UL11_05_VFD1 | UL11_05_VFD1_SI0 | SI0 |  | SPARE
UL11_05_VFD1 | UL11_05_VFD1_SI1 | SI1 |  | SPARE
UL11_05_VFD1 | UL11_05_VFD1_SI2 | SI2 |  | SPARE
UL11_05_VFD1 | UL11_05_VFD1_SI3 | SI3 |  | SPARE
UL11_05_VFD1 | UL11_05_VFD1_SO0 | SO0 |  | SPARE
UL11_06_VFD1 | UL11_06_VFD1_I0 | I0 |  | UL11_6_VFD1_DISC | DISCONNECT AUX
UL11_06_VFD1 | UL11_06_VFD1_I1 | I1 |  | UL11_6_ENC1 | ENCODER
UL11_06_VFD1 | UL11_06_VFD1_I2 | I2 |  | UL11_6_TPE1 | TRACKING PHOTOEYE
UL11_06_VFD1 | UL11_06_VFD1_I3 | I3 |  | SPARE
UL11_06_VFD1 | UL11_06_VFD1_IO0 | IO0 |  | UL11_4_S2_PB | START PUSHBUTTON
UL11_06_VFD1 | UL11_06_VFD1_IO1 | IO1 |  | UL11_4_S2_PB_LT | START PUSHBUTTON LIGHT
UL11_06_VFD1 | UL11_06_VFD1_SI0 | SI0 |  | SPARE
UL11_06_VFD1 | UL11_06_VFD1_SI1 | SI1 |  | SPARE
UL11_06_VFD1 | UL11_06_VFD1_SI2 | SI2 |  | SPARE
UL11_06_VFD1 | UL11_06_VFD1_SI3 | SI3 |  | SPARE
UL11_06_VFD1 | UL11_06_VFD1_SO0 | SO0 |  | SPARE
UL11_07_VFD1 | UL11_07_VFD1_I0 | I0 |  | UL11_7_VFD1_DISC | DISCONNECT AUX
UL11_07_VFD1 | UL11_07_VFD1_I1 | I1 |  | UL11_7_ENC1 | ENCODER
UL11_07_VFD1 | UL11_07_VFD1_I2 | I2 |  | UL11_7_TPE1 | TRACKING PHOTOEYE
UL11_07_VFD1 | UL11_07_VFD1_I3 | I3 |  | SPARE
UL11_07_VFD1 | UL11_07_VFD1_IO0 | IO0 |  | SPARE
UL11_07_VFD1 | UL11_07_VFD1_IO1 | IO1 |  | SPARE
UL11_07_VFD1 | UL11_07_VFD1_SI0 | SI0 |  | SPARE
UL11_07_VFD1 | UL11_07_VFD1_SI1 | SI1 |  | SPARE
UL11_07_VFD1 | UL11_07_VFD1_SI2 | SI2 |  | SPARE
UL11_07_VFD1 | UL11_07_VFD1_SI3 | SI3 |  | SPARE
UL11_07_VFD1 | UL11_07_VFD1_SO0 | SO0 |  | SPARE
UL11_08_VFD1 | UL11_08_VFD1_I0 | I0 |  | UL11_8_VFD1_DISC | DISCONNECT AUX
UL11_08_VFD1 | UL11_08_VFD1_I1 | I1 |  | UL11_8_ENC1 | ENCODER
UL11_08_VFD1 | UL11_08_VFD1_I2 | I2 |  | UL11_8_TPE1 | TRACKING PHOTOEYE
UL11_08_VFD1 | UL11_08_VFD1_I3 | I3 |  | UL11_9_TPE3 | TRACKING PHOTOEYE
UL11_08_VFD1 | UL11_08_VFD1_IO0 | IO0 |  | SPARE
UL11_08_VFD1 | UL11_08_VFD1_IO1 | IO1 |  | SPARE
UL11_08_VFD1 | UL11_08_VFD1_SI0 | SI0 |  | SPARE
UL11_08_VFD1 | UL11_08_VFD1_SI1 | SI1 |  | SPARE
UL11_08_VFD1 | UL11_08_VFD1_SI2 | SI2 |  | SPARE
UL11_08_VFD1 | UL11_08_VFD1_SI3 | SI3 |  | SPARE
UL11_08_VFD1 | UL11_08_VFD1_SO0 | SO0 |  | SPARE
UL11_09_VFD1 | UL11_09_VFD1_I0 | I0 |  | UL11_9_VFD1_DISC | DISCONNECT AUX
UL11_09_VFD1 | UL11_09_VFD1_I1 | I1 |  | UL11_9_ENC1 | ENCODER
UL11_09_VFD1 | UL11_09_VFD1_I2 | I2 |  | UL11_9_TPE1 | TRACKING PHOTOEYE
UL11_09_VFD1 | UL11_09_VFD1_I3 | I3 |  | UL11_9_TPE2 | TRACKING PHOTOEYE
UL11_09_VFD1 | UL11_09_VFD1_IO0 | IO0 |  | UL11_9_BCN1_A | AMBER BEACON LIGHT
UL11_09_VFD1 | UL11_09_VFD1_IO1 | IO1 |  | UL11_9_BCN1_R | RED BEACON LIGHT
UL11_09_VFD1 | UL11_09_VFD1_SI0 | SI0 |  | UL11_9_EPC1 | E-STOP PULLCORD
UL11_09_VFD1 | UL11_09_VFD1_SI1 | SI1 |  | UL11_9_EPC1_2 | E-STOP PULLCORD
UL11_09_VFD1 | UL11_09_VFD1_SI2 | SI2 |  | SPARE
UL11_09_VFD1 | UL11_09_VFD1_SI3 | SI3 |  | SPARE
UL11_09_VFD1 | UL11_09_VFD1_SO0 | SO0 |  | SPARE
UL11_10_VFD1 | UL11_10_VFD1_I0 | I0 |  | UL11_10_VFD1_DISC | DISCONNECT AUX
UL11_10_VFD1 | UL11_10_VFD1_I1 | I1 |  | UL11_10_ENC1 | ENCODER
UL11_10_VFD1 | UL11_10_VFD1_I2 | I2 |  | UL11_10_TPE1 | TRACKING PHOTOEYE
UL11_10_VFD1 | UL11_10_VFD1_I3 | I3 |  | UL11_10_TPE2 | TRACKING PHOTOEYE
UL11_10_VFD1 | UL11_10_VFD1_IO0 | IO0 |  | UL11_10_S1_PB | START PUSHBUTTON
UL11_10_VFD1 | UL11_10_VFD1_IO1 | IO1 |  | UL11_10_S1_PB_LT | START PUSHBUTTON LIGHT
UL11_10_VFD1 | UL11_10_VFD1_SI0 | SI0 |  | UL11_10_EPC1 | E-STOP PULLCORD
UL11_10_VFD1 | UL11_10_VFD1_SI1 | SI1 |  | UL11_10_EPC1_2 | E-STOP PULLCORD
UL11_10_VFD1 | UL11_10_VFD1_SI2 | SI2 |  | SPARE
UL11_10_VFD1 | UL11_10_VFD1_SI3 | SI3 |  | SPARE
UL11_10_VFD1 | UL11_10_VFD1_SO0 | SO0 |  | UL11_10_BCN1_R | RED BEACON LIGHT
UL11_11A_VFD1 | UL11_11A_VFD1_I0 | I0 |  | UL11_11A_VFD1_DISC | DISCONNECT AUX
UL11_11A_VFD1 | UL11_11A_VFD1_I1 | I1 |  | SPARE
UL11_11A_VFD1 | UL11_11A_VFD1_I2 | I2 |  | SPARE
UL11_11A_VFD1 | UL11_11A_VFD1_I3 | I3 |  | SPARE
UL11_11A_VFD1 | UL11_11A_VFD1_IO0 | IO0 |  | UL11_9_S1_PB | START PUSHBUTTON
UL11_11A_VFD1 | UL11_11A_VFD1_IO1 | IO1 |  | UL11_9_S1_PB_LT | START PUSHBUTTON LIGHT
UL11_11A_VFD1 | UL11_11A_VFD1_SI0 | SI0 |  | SPARE
UL11_11A_VFD1 | UL11_11A_VFD1_SI1 | SI1 |  | SPARE
UL11_11A_VFD1 | UL11_11A_VFD1_SI2 | SI2 |  | SPARE
UL11_11A_VFD1 | UL11_11A_VFD1_SI3 | SI3 |  | SPARE
UL11_11A_VFD1 | UL11_11A_VFD1_SO0 | SO0 |  | SPARE
UL11_11B_VFD1 | UL11_11B_VFD1_I0 | I0 |  | UL11_11B_VFD1_DISC | DISCONNECT AUX
UL11_11B_VFD1 | UL11_11B_VFD1_I1 | I1 |  | SPARE
UL11_11B_VFD1 | UL11_11B_VFD1_I2 | I2 |  | SPARE
UL11_11B_VFD1 | UL11_11B_VFD1_I3 | I3 |  | SPARE
UL11_11B_VFD1 | UL11_11B_VFD1_IO0 | IO0 |  | UL11_9_JR1_PB | JAM RESET PUSHBUTTON
UL11_11B_VFD1 | UL11_11B_VFD1_IO1 | IO1 |  | UL11_9_JR1_PB_LT | JAM RESET PUSHBUTTON LIGHT
UL11_11B_VFD1 | UL11_11B_VFD1_SI0 | SI0 |  | SPARE
UL11_11B_VFD1 | UL11_11B_VFD1_SI1 | SI1 |  | SPARE
UL11_11B_VFD1 | UL11_11B_VFD1_SI2 | SI2 |  | SPARE
UL11_11B_VFD1 | UL11_11B_VFD1_SI3 | SI3 |  | SPARE
UL11_11B_VFD1 | UL11_11B_VFD1_SO0 | SO0 |  | SPARE
UL11_12_VFD1 | UL11_12_VFD1_I0 | I0 |  | UL11_12_VFD1_DISC | DISCONNECT AUX
UL11_12_VFD1 | UL11_12_VFD1_I1 | I1 |  | UL11_12_ENC1 | ENCODER
UL11_12_VFD1 | UL11_12_VFD1_I2 | I2 |  | UL11_12_TPE1 | TRACKING PHOTOEYE
UL11_12_VFD1 | UL11_12_VFD1_I3 | I3 |  | UL11_12_TPE2 | TRACKING PHOTOEYE
UL11_12_VFD1 | UL11_12_VFD1_IO0 | IO0 |  | SPARE
UL11_12_VFD1 | UL11_12_VFD1_IO1 | IO1 |  | SPARE
UL11_12_VFD1 | UL11_12_VFD1_SI0 | SI0 |  | SPARE
UL11_12_VFD1 | UL11_12_VFD1_SI1 | SI1 |  | SPARE
UL11_12_VFD1 | UL11_12_VFD1_SI2 | SI2 |  | SPARE
UL11_12_VFD1 | UL11_12_VFD1_SI3 | SI3 |  | SPARE
UL11_12_VFD1 | UL11_12_VFD1_SO0 | SO0 |  | SPARE
UL11_13_VFD1 | UL11_13_VFD1_I0 | I0 |  | UL11_13_VFD1_DISC | DISCONNECT AUX
UL11_13_VFD1 | UL11_13_VFD1_I1 | I1 |  | UL11_13_ENC1 | ENCODER
UL11_13_VFD1 | UL11_13_VFD1_I2 | I2 |  | UL11_13_TPE1 | TRACKING PHOTOEYE
UL11_13_VFD1 | UL11_13_VFD1_I3 | I3 |  | SPARE
UL11_13_VFD1 | UL11_13_VFD1_IO0 | IO0 |  | SPARE
UL11_13_VFD1 | UL11_13_VFD1_IO1 | IO1 |  | SPARE
UL11_13_VFD1 | UL11_13_VFD1_SI0 | SI0 |  | SPARE
UL11_13_VFD1 | UL11_13_VFD1_SI1 | SI1 |  | SPARE
UL11_13_VFD1 | UL11_13_VFD1_SI2 | SI2 |  | SPARE
UL11_13_VFD1 | UL11_13_VFD1_SI3 | SI3 |  | SPARE
UL11_13_VFD1 | UL11_13_VFD1_SO0 | SO0 |  | SPARE
UL11_14_VFD1 | UL11_14_VFD1_I0 | I0 |  | UL11_14_VFD1_DISC | DISCONNECT AUX
UL11_14_VFD1 | UL11_14_VFD1_I1 | I1 |  | SPARE
UL11_14_VFD1 | UL11_14_VFD1_I2 | I2 |  | UL11_14_TPE1 | TRACKING PHOTOEYE
UL11_14_VFD1 | UL11_14_VFD1_I3 | I3 |  | SPARE
UL11_14_VFD1 | UL11_14_VFD1_IO0 | IO0 |  | SPARE
UL11_14_VFD1 | UL11_14_VFD1_IO1 | IO1 |  | SPARE
UL11_14_VFD1 | UL11_14_VFD1_SI0 | SI0 |  | SPARE
UL11_14_VFD1 | UL11_14_VFD1_SI1 | SI1 |  | SPARE
UL11_14_VFD1 | UL11_14_VFD1_SI2 | SI2 |  | SPARE
UL11_14_VFD1 | UL11_14_VFD1_SI3 | SI3 |  | SPARE
UL11_14_VFD1 | UL11_14_VFD1_SO0 | SO0 |  | SPARE
UL12_03_FIO1 | UL12_03_FIO1_IO00 | IO00 |  | UL12_3_BCN1_R | RED BEACON LIGHT
UL12_03_FIO1 | UL12_03_FIO1_IO01 | IO01 |  | SPARE
UL12_03_FIO1 | UL12_03_FIO1_IO02 | IO02 |  | UL12_3_BCN2_R | RED BEACON LIGHT
UL12_03_FIO1 | UL12_03_FIO1_IO03 | IO03 |  | SPARE
UL12_03_FIO1 | UL12_03_FIO1_IO04 | IO04 |  | UL12_3_LPE1 | LASEREYE
UL12_03_FIO1 | UL12_03_FIO1_IO05 | IO05 |  | SPARE
UL12_03_FIO1 | UL12_03_FIO1_IO06 | IO06 |  | UL12_3_LPE2 | LASEREYE
UL12_03_FIO1 | UL12_03_FIO1_IO07 | IO07 |  | SPARE
UL12_03_FIO1 | UL12_03_FIO1_IO08 | IO08 |  | UL12_3_S1_PB | START PUSHBUTTON
UL12_03_FIO1 | UL12_03_FIO1_IO09 | IO09 |  | UL12_3_S1_PB_LT | START PUSHBUTTON LIGHT
UL12_03_FIO1 | UL12_03_FIO1_IO10 | IO10 |  | UL12_3_S2_PB | START PUSHBUTTON
UL12_03_FIO1 | UL12_03_FIO1_IO11 | IO11 |  | UL12_3_S2_PB_LT | START PUSHBUTTON LIGHT
UL12_03_FIO1 | UL12_03_FIO1_IO12 | IO12 |  | SPARE
UL12_03_FIO1 | UL12_03_FIO1_IO13 | IO13 |  | SPARE
UL12_03_FIO1 | UL12_03_FIO1_IO14 | IO14 |  | SPARE
UL12_03_FIO1 | UL12_03_FIO1_IO15 | IO15 |  | SPARE
UL12_03_VFD1 | UL12_03_VFD1_I0 | I0 |  | UL12_3_VFD1_DISC | DISCONNECT AUX
UL12_03_VFD1 | UL12_03_VFD1_I1 | I1 |  | UL12_3_ENC1 | ENCODER
UL12_03_VFD1 | UL12_03_VFD1_I2 | I2 |  | UL12_3_TPE1 | TRACKING PHOTOEYE
UL12_03_VFD1 | UL12_03_VFD1_I3 | I3 |  | UL12_3_TPE2 | TRACKING PHOTOEYE
UL12_03_VFD1 | UL12_03_VFD1_IO0 | IO0 |  | SPARE
UL12_03_VFD1 | UL12_03_VFD1_IO1 | IO1 |  | SPARE
UL12_03_VFD1 | UL12_03_VFD1_SI0 | SI0 |  | UL12_3_EPC1 | E-STOP PULLCORD
UL12_03_VFD1 | UL12_03_VFD1_SI1 | SI1 |  | UL12_3_EPC1_2 | E-STOP PULLCORD
UL12_03_VFD1 | UL12_03_VFD1_SI2 | SI2 |  | UL12_3_EPC2 | E-STOP PULLCORD
UL12_03_VFD1 | UL12_03_VFD1_SI3 | SI3 |  | UL12_3_EPC2_2 | E-STOP PULLCORD
UL12_03_VFD1 | UL12_03_VFD1_SO0 | SO0 |  | SPARE
UL12_04_VFD1 | UL12_04_VFD1_I0 | I0 |  | UL12_4_VFD1_DISC | DISCONNECT AUX
UL12_04_VFD1 | UL12_04_VFD1_I1 | I1 |  | UL12_4_ENC1 | ENCODER
UL12_04_VFD1 | UL12_04_VFD1_I2 | I2 |  | UL12_4_TPE1 | TRACKING PHOTOEYE
UL12_04_VFD1 | UL12_04_VFD1_I3 | I3 |  | SPARE
UL12_04_VFD1 | UL12_04_VFD1_IO0 | IO0 |  | UL12_4_BCN1_R | RED BEACON LIGHT
UL12_04_VFD1 | UL12_04_VFD1_IO1 | IO1 |  | UL12_4_BCN2_R | RED BEACON LIGHT
UL12_04_VFD1 | UL12_04_VFD1_SI0 | SI0 |  | UL12_4_EPC1 | E-STOP PULLCORD
UL12_04_VFD1 | UL12_04_VFD1_SI1 | SI1 |  | UL12_4_EPC1_2 | E-STOP PULLCORD
UL12_04_VFD1 | UL12_04_VFD1_SI2 | SI2 |  | UL12_4_EPC2 | E-STOP PULLCORD
UL12_04_VFD1 | UL12_04_VFD1_SI3 | SI3 |  | UL12_4_EPC2_2 | E-STOP PULLCORD
UL12_04_VFD1 | UL12_04_VFD1_SO0 | SO0 |  | SPARE
UL12_05_VFD1 | UL12_05_VFD1_I0 | I0 |  | UL12_5_VFD1_DISC | DISCONNECT AUX
UL12_05_VFD1 | UL12_05_VFD1_I1 | I1 |  | UL12_5_ENC1 | ENCODER
UL12_05_VFD1 | UL12_05_VFD1_I2 | I2 |  | SPARE
UL12_05_VFD1 | UL12_05_VFD1_I3 | I3 |  | SPARE
UL12_05_VFD1 | UL12_05_VFD1_IO0 | IO0 |  | UL12_4_S1_PB | START PUSHBUTTON
UL12_05_VFD1 | UL12_05_VFD1_IO1 | IO1 |  | UL12_4_S1_PB_LT | START PUSHBUTTON LIGHT
UL12_05_VFD1 | UL12_05_VFD1_SI0 | SI0 |  | SPARE
UL12_05_VFD1 | UL12_05_VFD1_SI1 | SI1 |  | SPARE
UL12_05_VFD1 | UL12_05_VFD1_SI2 | SI2 |  | SPARE
UL12_05_VFD1 | UL12_05_VFD1_SI3 | SI3 |  | SPARE
UL12_05_VFD1 | UL12_05_VFD1_SO0 | SO0 |  | SPARE
UL12_06_VFD1 | UL12_06_VFD1_I0 | I0 |  | UL12_6_VFD1_DISC | DISCONNECT AUX
UL12_06_VFD1 | UL12_06_VFD1_I1 | I1 |  | UL12_6_ENC1 | ENCODER
UL12_06_VFD1 | UL12_06_VFD1_I2 | I2 |  | UL12_6_TPE1 | TRACKING PHOTOEYE
UL12_06_VFD1 | UL12_06_VFD1_I3 | I3 |  | UL12_6_TPE2 | TRACKING PHOTOEYE
UL12_06_VFD1 | UL12_06_VFD1_IO0 | IO0 |  | UL12_4_S2_PB | START PUSHBUTTON
UL12_06_VFD1 | UL12_06_VFD1_IO1 | IO1 |  | UL12_4_S2_PB_LT | START PUSHBUTTON LIGHT
UL12_06_VFD1 | UL12_06_VFD1_SI0 | SI0 |  | SPARE
UL12_06_VFD1 | UL12_06_VFD1_SI1 | SI1 |  | SPARE
UL12_06_VFD1 | UL12_06_VFD1_SI2 | SI2 |  | SPARE
UL12_06_VFD1 | UL12_06_VFD1_SI3 | SI3 |  | SPARE
UL12_06_VFD1 | UL12_06_VFD1_SO0 | SO0 |  | SPARE
UL12_07_VFD1 | UL12_07_VFD1_I0 | I0 |  | UL12_7_VFD1_DISC | DISCONNECT AUX
UL12_07_VFD1 | UL12_07_VFD1_I1 | I1 |  | UL12_7_ENC1 | ENCODER
UL12_07_VFD1 | UL12_07_VFD1_I2 | I2 |  | UL12_7_TPE1 | TRACKING PHOTOEYE
UL12_07_VFD1 | UL12_07_VFD1_I3 | I3 |  | SPARE
UL12_07_VFD1 | UL12_07_VFD1_IO0 | IO0 |  | SPARE
UL12_07_VFD1 | UL12_07_VFD1_IO1 | IO1 |  | SPARE
UL12_07_VFD1 | UL12_07_VFD1_SI0 | SI0 |  | SPARE
UL12_07_VFD1 | UL12_07_VFD1_SI1 | SI1 |  | SPARE
UL12_07_VFD1 | UL12_07_VFD1_SI2 | SI2 |  | SPARE
UL12_07_VFD1 | UL12_07_VFD1_SI3 | SI3 |  | SPARE
UL12_07_VFD1 | UL12_07_VFD1_SO0 | SO0 |  | SPARE
UL12_08_VFD1 | UL12_08_VFD1_I0 | I0 |  | UL12_8_VFD1_DISC | DISCONNECT AUX
UL12_08_VFD1 | UL12_08_VFD1_I1 | I1 |  | UL12_8_ENC1 | ENCODER
UL12_08_VFD1 | UL12_08_VFD1_I2 | I2 |  | UL12_8_TPE1 | TRACKING PHOTOEYE
UL12_08_VFD1 | UL12_08_VFD1_I3 | I3 |  | SPARE
UL12_08_VFD1 | UL12_08_VFD1_IO0 | IO0 |  | SPARE
UL12_08_VFD1 | UL12_08_VFD1_IO1 | IO1 |  | SPARE
UL12_08_VFD1 | UL12_08_VFD1_SI0 | SI0 |  | SPARE
UL12_08_VFD1 | UL12_08_VFD1_SI1 | SI1 |  | SPARE
UL12_08_VFD1 | UL12_08_VFD1_SI2 | SI2 |  | SPARE
UL12_08_VFD1 | UL12_08_VFD1_SI3 | SI3 |  | SPARE
UL12_08_VFD1 | UL12_08_VFD1_SO0 | SO0 |  | SPARE
UL12_09_VFD1 | UL12_09_VFD1_I0 | I0 |  | UL12_9_VFD1_DISC | DISCONNECT AUX
UL12_09_VFD1 | UL12_09_VFD1_I1 | I1 |  | UL12_9_ENC1 | ENCODER
UL12_09_VFD1 | UL12_09_VFD1_I2 | I2 |  | UL12_9_TPE1 | TRACKING PHOTOEYE
UL12_09_VFD1 | UL12_09_VFD1_I3 | I3 |  | SPARE
UL12_09_VFD1 | UL12_09_VFD1_IO0 | IO0 |  | SPARE
UL12_09_VFD1 | UL12_09_VFD1_IO1 | IO1 |  | SPARE
UL12_09_VFD1 | UL12_09_VFD1_SI0 | SI0 |  | SPARE
UL12_09_VFD1 | UL12_09_VFD1_SI1 | SI1 |  | SPARE
UL12_09_VFD1 | UL12_09_VFD1_SI2 | SI2 |  | SPARE
UL12_09_VFD1 | UL12_09_VFD1_SI3 | SI3 |  | SPARE
UL12_09_VFD1 | UL12_09_VFD1_SO0 | SO0 |  | SPARE
UL12_10_VFD1 | UL12_10_VFD1_I0 | I0 |  | UL12_10_VFD1_DISC | DISCONNECT AUX
UL12_10_VFD1 | UL12_10_VFD1_I1 | I1 |  | SPARE
UL12_10_VFD1 | UL12_10_VFD1_I2 | I2 |  | SPARE
UL12_10_VFD1 | UL12_10_VFD1_I3 | I3 |  | SPARE
UL12_10_VFD1 | UL12_10_VFD1_IO0 | IO0 |  | SPARE
UL12_10_VFD1 | UL12_10_VFD1_IO1 | IO1 |  | SPARE
UL12_10_VFD1 | UL12_10_VFD1_SI0 | SI0 |  | SPARE
UL12_10_VFD1 | UL12_10_VFD1_SI1 | SI1 |  | SPARE
UL12_10_VFD1 | UL12_10_VFD1_SI2 | SI2 |  | SPARE
UL12_10_VFD1 | UL12_10_VFD1_SI3 | SI3 |  | SPARE
UL12_10_VFD1 | UL12_10_VFD1_SO0 | SO0 |  | SPARE
UL2_03_FIO1 | UL2_03_FIO1_IO00 | IO00 |  | UL2_3_BCN1_R | RED BEACON LIGHT
UL2_03_FIO1 | UL2_03_FIO1_IO01 | IO01 |  | SPARE
UL2_03_FIO1 | UL2_03_FIO1_IO02 | IO02 |  | UL2_3_BCN2_R | RED BEACON LIGHT
UL2_03_FIO1 | UL2_03_FIO1_IO03 | IO03 |  | SPARE
UL2_03_FIO1 | UL2_03_FIO1_IO04 | IO04 |  | UL2_3_LPE1 | LASEREYE
UL2_03_FIO1 | UL2_03_FIO1_IO05 | IO05 |  | SPARE
UL2_03_FIO1 | UL2_03_FIO1_IO06 | IO06 |  | UL2_3_LPE2 | LASEREYE
UL2_03_FIO1 | UL2_03_FIO1_IO07 | IO07 |  | SPARE
UL2_03_FIO1 | UL2_03_FIO1_IO08 | IO08 |  | UL2_3_S1_PB | START PUSHBUTTON
UL2_03_FIO1 | UL2_03_FIO1_IO09 | IO09 |  | UL2_3_S1_PB_LT | START PUSHBUTTON LIGHT
UL2_03_FIO1 | UL2_03_FIO1_IO10 | IO10 |  | UL2_3_S2_PB | START PUSHBUTTON
UL2_03_FIO1 | UL2_03_FIO1_IO11 | IO11 |  | UL2_3_S2_PB_LT | START PUSHBUTTON LIGHT
UL2_03_FIO1 | UL2_03_FIO1_IO12 | IO12 |  | SPARE
UL2_03_FIO1 | UL2_03_FIO1_IO13 | IO13 |  | SPARE
UL2_03_FIO1 | UL2_03_FIO1_IO14 | IO14 |  | SPARE
UL2_03_FIO1 | UL2_03_FIO1_IO15 | IO15 |  | SPARE
UL2_03_VFD1 | UL2_03_VFD1_I0 | I0 |  | UL2_3_VFD1_DISC | DISCONNECT AUX
UL2_03_VFD1 | UL2_03_VFD1_I1 | I1 |  | UL2_3_ENC1 | ENCODER
UL2_03_VFD1 | UL2_03_VFD1_I2 | I2 |  | UL2_3_TPE1 | TRACKING PHOTOEYE
UL2_03_VFD1 | UL2_03_VFD1_I3 | I3 |  | UL2_3_TPE2 | TRACKING PHOTOEYE
UL2_03_VFD1 | UL2_03_VFD1_IO0 | IO0 |  | SPARE
UL2_03_VFD1 | UL2_03_VFD1_IO1 | IO1 |  | SPARE
UL2_03_VFD1 | UL2_03_VFD1_SI0 | SI0 |  | UL2_3_EPC1 | E-STOP PULLCORD
UL2_03_VFD1 | UL2_03_VFD1_SI1 | SI1 |  | UL2_3_EPC1_2 | E-STOP PULLCORD
UL2_03_VFD1 | UL2_03_VFD1_SI2 | SI2 |  | UL2_3_EPC2 | E-STOP PULLCORD
UL2_03_VFD1 | UL2_03_VFD1_SI3 | SI3 |  | UL2_3_EPC2_2 | E-STOP PULLCORD
UL2_03_VFD1 | UL2_03_VFD1_SO0 | SO0 |  | SPARE
UL2_04_VFD1 | UL2_04_VFD1_I0 | I0 |  | UL2_4_VFD1_DISC | DISCONNECT AUX
UL2_04_VFD1 | UL2_04_VFD1_I1 | I1 |  | UL2_4_ENC1 | ENCODER
UL2_04_VFD1 | UL2_04_VFD1_I2 | I2 |  | UL2_4_TPE1 | TRACKING PHOTOEYE
UL2_04_VFD1 | UL2_04_VFD1_I3 | I3 |  | SPARE
UL2_04_VFD1 | UL2_04_VFD1_IO0 | IO0 |  | UL2_4_BCN1_R | RED BEACON LIGHT
UL2_04_VFD1 | UL2_04_VFD1_IO1 | IO1 |  | UL2_4_BCN2_R | RED BEACON LIGHT
UL2_04_VFD1 | UL2_04_VFD1_SI0 | SI0 |  | UL2_4_EPC1 | E-STOP PULLCORD
UL2_04_VFD1 | UL2_04_VFD1_SI1 | SI1 |  | UL2_4_EPC1_2 | E-STOP PULLCORD
UL2_04_VFD1 | UL2_04_VFD1_SI2 | SI2 |  | UL2_4_EPC2 | E-STOP PULLCORD
UL2_04_VFD1 | UL2_04_VFD1_SI3 | SI3 |  | UL2_4_EPC2_2 | E-STOP PULLCORD
UL2_04_VFD1 | UL2_04_VFD1_SO0 | SO0 |  | SPARE
UL2_05_VFD1 | UL2_05_VFD1_I0 | I0 |  | UL2_5_VFD1_DISC | DISCONNECT AUX
UL2_05_VFD1 | UL2_05_VFD1_I1 | I1 |  | UL2_5_ENC1 | ENCODER
UL2_05_VFD1 | UL2_05_VFD1_I2 | I2 |  | SPARE
UL2_05_VFD1 | UL2_05_VFD1_I3 | I3 |  | SPARE
UL2_05_VFD1 | UL2_05_VFD1_IO0 | IO0 |  | UL2_4_S1_PB | START PUSHBUTTON
UL2_05_VFD1 | UL2_05_VFD1_IO1 | IO1 |  | UL2_4_S1_PB_LT | START PUSHBUTTON LIGHT
UL2_05_VFD1 | UL2_05_VFD1_SI0 | SI0 |  | SPARE
UL2_05_VFD1 | UL2_05_VFD1_SI1 | SI1 |  | SPARE
UL2_05_VFD1 | UL2_05_VFD1_SI2 | SI2 |  | SPARE
UL2_05_VFD1 | UL2_05_VFD1_SI3 | SI3 |  | SPARE
UL2_05_VFD1 | UL2_05_VFD1_SO0 | SO0 |  | SPARE
UL2_06_VFD1 | UL2_06_VFD1_I0 | I0 |  | UL2_6_VFD1_DISC | DISCONNECT AUX
UL2_06_VFD1 | UL2_06_VFD1_I1 | I1 |  | UL2_6_ENC1 | ENCODER
UL2_06_VFD1 | UL2_06_VFD1_I2 | I2 |  | UL2_6_TPE1 | TRACKING PHOTOEYE
UL2_06_VFD1 | UL2_06_VFD1_I3 | I3 |  | UL2_6_TPE2 | TRACKING PHOTOEYE
UL2_06_VFD1 | UL2_06_VFD1_IO0 | IO0 |  | UL2_4_S2_PB | START PUSHBUTTON
UL2_06_VFD1 | UL2_06_VFD1_IO1 | IO1 |  | UL2_4_S2_PB_LT | START PUSHBUTTON LIGHT
UL2_06_VFD1 | UL2_06_VFD1_SI0 | SI0 |  | SPARE
UL2_06_VFD1 | UL2_06_VFD1_SI1 | SI1 |  | SPARE
UL2_06_VFD1 | UL2_06_VFD1_SI2 | SI2 |  | SPARE
UL2_06_VFD1 | UL2_06_VFD1_SI3 | SI3 |  | SPARE
UL2_06_VFD1 | UL2_06_VFD1_SO0 | SO0 |  | SPARE
UL2_07_VFD1 | UL2_07_VFD1_I0 | I0 |  | UL2_7_VFD1_DISC | DISCONNECT AUX
UL2_07_VFD1 | UL2_07_VFD1_I1 | I1 |  | UL2_7_ENC1 | ENCODER
UL2_07_VFD1 | UL2_07_VFD1_I2 | I2 |  | UL2_7_TPE1 | TRACKING PHOTOEYE
UL2_07_VFD1 | UL2_07_VFD1_I3 | I3 |  | SPARE
UL2_07_VFD1 | UL2_07_VFD1_IO0 | IO0 |  | SPARE
UL2_07_VFD1 | UL2_07_VFD1_IO1 | IO1 |  | SPARE
UL2_07_VFD1 | UL2_07_VFD1_SI0 | SI0 |  | SPARE
UL2_07_VFD1 | UL2_07_VFD1_SI1 | SI1 |  | SPARE
UL2_07_VFD1 | UL2_07_VFD1_SI2 | SI2 |  | SPARE
UL2_07_VFD1 | UL2_07_VFD1_SI3 | SI3 |  | SPARE
UL2_07_VFD1 | UL2_07_VFD1_SO0 | SO0 |  | SPARE
UL2_08_VFD1 | UL2_08_VFD1_I0 | I0 |  | UL2_8_VFD1_DISC | DISCONNECT AUX
UL2_08_VFD1 | UL2_08_VFD1_I1 | I1 |  | UL2_8_ENC1 | ENCODER
UL2_08_VFD1 | UL2_08_VFD1_I2 | I2 |  | UL2_8_TPE1 | TRACKING PHOTOEYE
UL2_08_VFD1 | UL2_08_VFD1_I3 | I3 |  | SPARE
UL2_08_VFD1 | UL2_08_VFD1_IO0 | IO0 |  | SPARE
UL2_08_VFD1 | UL2_08_VFD1_IO1 | IO1 |  | SPARE
UL2_08_VFD1 | UL2_08_VFD1_SI0 | SI0 |  | SPARE
UL2_08_VFD1 | UL2_08_VFD1_SI1 | SI1 |  | SPARE
UL2_08_VFD1 | UL2_08_VFD1_SI2 | SI2 |  | SPARE
UL2_08_VFD1 | UL2_08_VFD1_SI3 | SI3 |  | SPARE
UL2_08_VFD1 | UL2_08_VFD1_SO0 | SO0 |  | SPARE
UL2_09_VFD1 | UL2_09_VFD1_I0 | I0 |  | UL2_9_VFD1_DISC | DISCONNECT AUX
UL2_09_VFD1 | UL2_09_VFD1_I1 | I1 |  | UL2_9_ENC1 | ENCODER
UL2_09_VFD1 | UL2_09_VFD1_I2 | I2 |  | UL2_9_TPE1 | TRACKING PHOTOEYE
UL2_09_VFD1 | UL2_09_VFD1_I3 | I3 |  | SPARE
UL2_09_VFD1 | UL2_09_VFD1_IO0 | IO0 |  | SPARE
UL2_09_VFD1 | UL2_09_VFD1_IO1 | IO1 |  | SPARE
UL2_09_VFD1 | UL2_09_VFD1_SI0 | SI0 |  | SPARE
UL2_09_VFD1 | UL2_09_VFD1_SI1 | SI1 |  | SPARE
UL2_09_VFD1 | UL2_09_VFD1_SI2 | SI2 |  | SPARE
UL2_09_VFD1 | UL2_09_VFD1_SI3 | SI3 |  | SPARE
UL2_09_VFD1 | UL2_09_VFD1_SO0 | SO0 |  | SPARE
UL2_10_VFD1 | UL2_10_VFD1_I0 | I0 |  | UL2_10_VFD1_DISC | DISCONNECT AUX
UL2_10_VFD1 | UL2_10_VFD1_I1 | I1 |  | SPARE
UL2_10_VFD1 | UL2_10_VFD1_I2 | I2 |  | SPARE
UL2_10_VFD1 | UL2_10_VFD1_I3 | I3 |  | SPARE
UL2_10_VFD1 | UL2_10_VFD1_IO0 | IO0 |  | SPARE
UL2_10_VFD1 | UL2_10_VFD1_IO1 | IO1 |  | SPARE
UL2_10_VFD1 | UL2_10_VFD1_SI0 | SI0 |  | SPARE
UL2_10_VFD1 | UL2_10_VFD1_SI1 | SI1 |  | SPARE
UL2_10_VFD1 | UL2_10_VFD1_SI2 | SI2 |  | SPARE
UL2_10_VFD1 | UL2_10_VFD1_SI3 | SI3 |  | SPARE
UL2_10_VFD1 | UL2_10_VFD1_SO0 | SO0 |  | SPARE
UL3_01_VFD1 | UL3_01_VFD1_I0 | I0 |  | UL3_1_VFD1_DISC | DISCONNECT AUX
UL3_01_VFD1 | UL3_01_VFD1_I1 | I1 |  | SPARE
UL3_01_VFD1 | UL3_01_VFD1_I2 | I2 |  | UL3_1_TPE1 | TRACKING PHOTOEYE
UL3_01_VFD1 | UL3_01_VFD1_I3 | I3 |  | SPARE
UL3_01_VFD1 | UL3_01_VFD1_IO0 | IO0 |  | SPARE
UL3_01_VFD1 | UL3_01_VFD1_IO1 | IO1 |  | SPARE
UL3_01_VFD1 | UL3_01_VFD1_SI0 | SI0 |  | UL3_1_EPC1 | E-STOP PULLCORD
UL3_01_VFD1 | UL3_01_VFD1_SI1 | SI1 |  | UL3_1_EPC1_2 | E-STOP PULLCORD
UL3_01_VFD1 | UL3_01_VFD1_SI2 | SI2 |  | UL3_1_EPC2 | E-STOP PULLCORD
UL3_01_VFD1 | UL3_01_VFD1_SI3 | SI3 |  | UL3_1_EPC2_2 | E-STOP PULLCORD
UL3_01_VFD1 | UL3_01_VFD1_SO0 | SO0 |  | SPARE
UL3_02_FIO1 | UL3_02_FIO1_IO00 | IO00 |  | UL3_1_BCN1_R | RED BEACON LIGHT
UL3_02_FIO1 | UL3_02_FIO1_IO01 | IO01 |  | UL3_1_BCN2_R | RED BEACON LIGHT
UL3_02_FIO1 | UL3_02_FIO1_IO02 | IO02 |  | UL3_1_SS1_SPB | SS STATION START PUSHBUTTON
UL3_02_FIO1 | UL3_02_FIO1_IO03 | IO03 |  | SPARE
UL3_02_FIO1 | UL3_02_FIO1_IO04 | IO04 |  | UL3_1_SS1_STPB | SS STATION STOP PUSHBUTTON
UL3_02_FIO1 | UL3_02_FIO1_IO05 | IO05 |  | UL3_1_SS1_STPB_LT | SS STATION STOP PUSHBUTTON LIGHT
UL3_02_FIO1 | UL3_02_FIO1_IO06 | IO06 |  | UL3_2_LPE1 | LASEREYE
UL3_02_FIO1 | UL3_02_FIO1_IO07 | IO07 |  | SPARE
UL3_02_FIO1 | UL3_02_FIO1_IO08 | IO08 |  | UL3_2_LPE2 | LASEREYE
UL3_02_FIO1 | UL3_02_FIO1_IO09 | IO09 |  | SPARE
UL3_02_FIO1 | UL3_02_FIO1_IO10 | IO10 |  | UL3_2_BCN1_R | RED BEACON LIGHT
UL3_02_FIO1 | UL3_02_FIO1_IO11 | IO11 |  | UL3_2_BCN2_R | RED BEACON LIGHT
UL3_02_FIO1 | UL3_02_FIO1_IO12 | IO12 |  | UL3_2_S1_PB | START PUSHBUTTON
UL3_02_FIO1 | UL3_02_FIO1_IO13 | IO13 |  | UL3_2_S1_PB_LT | START PUSHBUTTON LIGHT
UL3_02_FIO1 | UL3_02_FIO1_IO14 | IO14 |  | UL3_2_S2_PB | START PUSHBUTTON
UL3_02_FIO1 | UL3_02_FIO1_IO15 | IO15 |  | UL3_2_S2_PB_LT | START PUSHBUTTON LIGHT
UL3_02_VFD1 | UL3_02_VFD1_I0 | I0 |  | UL3_2_VFD1_DISC | DISCONNECT AUX
UL3_02_VFD1 | UL3_02_VFD1_I1 | I1 |  | UL3_2_ENC1 | ENCODER
UL3_02_VFD1 | UL3_02_VFD1_I2 | I2 |  | UL3_2_TPE1 | TRACKING PHOTOEYE
UL3_02_VFD1 | UL3_02_VFD1_I3 | I3 |  | UL3_2_TPE2 | TRACKING PHOTOEYE
UL3_02_VFD1 | UL3_02_VFD1_IO0 | IO0 |  | SPARE
UL3_02_VFD1 | UL3_02_VFD1_IO1 | IO1 |  | SPARE
UL3_02_VFD1 | UL3_02_VFD1_SI0 | SI0 |  | UL3_2_EPC1 | E-STOP PULLCORD
UL3_02_VFD1 | UL3_02_VFD1_SI1 | SI1 |  | UL3_2_EPC1_2 | E-STOP PULLCORD
UL3_02_VFD1 | UL3_02_VFD1_SI2 | SI2 |  | UL3_2_EPC2 | E-STOP PULLCORD
UL3_02_VFD1 | UL3_02_VFD1_SI3 | SI3 |  | UL3_2_EPC2_2 | E-STOP PULLCORD
UL3_02_VFD1 | UL3_02_VFD1_SO0 | SO0 |  | SPARE
UL3_03_VFD1 | UL3_03_VFD1_I0 | I0 |  | UL3_3_VFD1_DISC | DISCONNECT AUX
UL3_03_VFD1 | UL3_03_VFD1_I1 | I1 |  | UL3_3_ENC1 | ENCODER
UL3_03_VFD1 | UL3_03_VFD1_I2 | I2 |  | SPARE
UL3_03_VFD1 | UL3_03_VFD1_I3 | I3 |  | SPARE
UL3_03_VFD1 | UL3_03_VFD1_IO0 | IO0 |  | SPARE
UL3_03_VFD1 | UL3_03_VFD1_IO1 | IO1 |  | SPARE
UL3_03_VFD1 | UL3_03_VFD1_SI0 | SI0 |  | SPARE
UL3_03_VFD1 | UL3_03_VFD1_SI1 | SI1 |  | SPARE
UL3_03_VFD1 | UL3_03_VFD1_SI2 | SI2 |  | SPARE
UL3_03_VFD1 | UL3_03_VFD1_SI3 | SI3 |  | SPARE
UL3_03_VFD1 | UL3_03_VFD1_SO0 | SO0 |  | SPARE
UL3_04_VFD1 | UL3_04_VFD1_I0 | I0 |  | UL3_4_VFD1_DISC | DISCONNECT AUX
UL3_04_VFD1 | UL3_04_VFD1_I1 | I1 |  | UL3_4_ENC1 | ENCODER
UL3_04_VFD1 | UL3_04_VFD1_I2 | I2 |  | UL3_4_TPE1 | TRACKING PHOTOEYE
UL3_04_VFD1 | UL3_04_VFD1_I3 | I3 |  | UL3_4_TPE2 | TRACKING PHOTOEYE
UL3_04_VFD1 | UL3_04_VFD1_IO0 | IO0 |  | SPARE
UL3_04_VFD1 | UL3_04_VFD1_IO1 | IO1 |  | SPARE
UL3_04_VFD1 | UL3_04_VFD1_SI0 | SI0 |  | SPARE
UL3_04_VFD1 | UL3_04_VFD1_SI1 | SI1 |  | SPARE
UL3_04_VFD1 | UL3_04_VFD1_SI2 | SI2 |  | SPARE
UL3_04_VFD1 | UL3_04_VFD1_SI3 | SI3 |  | SPARE
UL3_04_VFD1 | UL3_04_VFD1_SO0 | SO0 |  | SPARE
UL3_05_VFD1 | UL3_05_VFD1_I0 | I0 |  | UL3_5_VFD1_DISC | DISCONNECT AUX
UL3_05_VFD1 | UL3_05_VFD1_I1 | I1 |  | UL3_5_ENC1 | ENCODER
UL3_05_VFD1 | UL3_05_VFD1_I2 | I2 |  | UL3_5_TPE1 | TRACKING PHOTOEYE
UL3_05_VFD1 | UL3_05_VFD1_I3 | I3 |  | SPARE
UL3_05_VFD1 | UL3_05_VFD1_IO0 | IO0 |  | SPARE
UL3_05_VFD1 | UL3_05_VFD1_IO1 | IO1 |  | SPARE
UL3_05_VFD1 | UL3_05_VFD1_SI0 | SI0 |  | SPARE
UL3_05_VFD1 | UL3_05_VFD1_SI1 | SI1 |  | SPARE
UL3_05_VFD1 | UL3_05_VFD1_SI2 | SI2 |  | SPARE
UL3_05_VFD1 | UL3_05_VFD1_SI3 | SI3 |  | SPARE
UL3_05_VFD1 | UL3_05_VFD1_SO0 | SO0 |  | SPARE
UL3_06_VFD1 | UL3_06_VFD1_I0 | I0 |  | UL3_6_VFD1_DISC | DISCONNECT AUX
UL3_06_VFD1 | UL3_06_VFD1_I1 | I1 |  | UL3_6_ENC1 | ENCODER
UL3_06_VFD1 | UL3_06_VFD1_I2 | I2 |  | UL3_6_TPE1 | TRACKING PHOTOEYE
UL3_06_VFD1 | UL3_06_VFD1_I3 | I3 |  | SPARE
UL3_06_VFD1 | UL3_06_VFD1_IO0 | IO0 |  | SPARE
UL3_06_VFD1 | UL3_06_VFD1_IO1 | IO1 |  | SPARE
UL3_06_VFD1 | UL3_06_VFD1_SI0 | SI0 |  | SPARE
UL3_06_VFD1 | UL3_06_VFD1_SI1 | SI1 |  | SPARE
UL3_06_VFD1 | UL3_06_VFD1_SI2 | SI2 |  | SPARE
UL3_06_VFD1 | UL3_06_VFD1_SI3 | SI3 |  | SPARE
UL3_06_VFD1 | UL3_06_VFD1_SO0 | SO0 |  | SPARE
UL3_07_VFD1 | UL3_07_VFD1_I0 | I0 |  | UL3_7_VFD1_DISC | DISCONNECT AUX
UL3_07_VFD1 | UL3_07_VFD1_I1 | I1 |  | UL3_7_ENC1 | ENCODER
UL3_07_VFD1 | UL3_07_VFD1_I2 | I2 |  | UL3_7_TPE1 | TRACKING PHOTOEYE
UL3_07_VFD1 | UL3_07_VFD1_I3 | I3 |  | SPARE
UL3_07_VFD1 | UL3_07_VFD1_IO0 | IO0 |  | SPARE
UL3_07_VFD1 | UL3_07_VFD1_IO1 | IO1 |  | SPARE
UL3_07_VFD1 | UL3_07_VFD1_SI0 | SI0 |  | SPARE
UL3_07_VFD1 | UL3_07_VFD1_SI1 | SI1 |  | SPARE
UL3_07_VFD1 | UL3_07_VFD1_SI2 | SI2 |  | SPARE
UL3_07_VFD1 | UL3_07_VFD1_SI3 | SI3 |  | SPARE
UL3_07_VFD1 | UL3_07_VFD1_SO0 | SO0 |  | SPARE
UL3_08_VFD1 | UL3_08_VFD1_I0 | I0 |  | UL3_8_VFD1_DISC | DISCONNECT AUX
UL3_08_VFD1 | UL3_08_VFD1_I1 | I1 |  | UL3_8_ENC1 | ENCODER
UL3_08_VFD1 | UL3_08_VFD1_I2 | I2 |  | UL3_8_TPE1 | TRACKING PHOTOEYE
UL3_08_VFD1 | UL3_08_VFD1_I3 | I3 |  | SPARE
UL3_08_VFD1 | UL3_08_VFD1_IO0 | IO0 |  | SPARE
UL3_08_VFD1 | UL3_08_VFD1_IO1 | IO1 |  | SPARE
UL3_08_VFD1 | UL3_08_VFD1_SI0 | SI0 |  | SPARE
UL3_08_VFD1 | UL3_08_VFD1_SI1 | SI1 |  | SPARE
UL3_08_VFD1 | UL3_08_VFD1_SI2 | SI2 |  | SPARE
UL3_08_VFD1 | UL3_08_VFD1_SI3 | SI3 |  | SPARE
UL3_08_VFD1 | UL3_08_VFD1_SO0 | SO0 |  | SPARE
UL3_09_VFD1 | UL3_09_VFD1_I0 | I0 |  | UL3_9_VFD1_DISC | DISCONNECT AUX
UL3_09_VFD1 | UL3_09_VFD1_I1 | I1 |  | SPARE
UL3_09_VFD1 | UL3_09_VFD1_I2 | I2 |  | SPARE
UL3_09_VFD1 | UL3_09_VFD1_I3 | I3 |  | SPARE
UL3_09_VFD1 | UL3_09_VFD1_IO0 | IO0 |  | SPARE
UL3_09_VFD1 | UL3_09_VFD1_IO1 | IO1 |  | SPARE
UL3_09_VFD1 | UL3_09_VFD1_SI0 | SI0 |  | SPARE
UL3_09_VFD1 | UL3_09_VFD1_SI1 | SI1 |  | SPARE
UL3_09_VFD1 | UL3_09_VFD1_SI2 | SI2 |  | SPARE
UL3_09_VFD1 | UL3_09_VFD1_SI3 | SI3 |  | SPARE
UL3_09_VFD1 | UL3_09_VFD1_SO0 | SO0 |  | SPARE
UL4_03_FIO1 | UL4_03_FIO1_IO00 | IO00 |  | UL4_3_BCN1_R | RED BEACON LIGHT
UL4_03_FIO1 | UL4_03_FIO1_IO01 | IO01 |  | SPARE
UL4_03_FIO1 | UL4_03_FIO1_IO02 | IO02 |  | UL4_3_BCN2_R | RED BEACON LIGHT
UL4_03_FIO1 | UL4_03_FIO1_IO03 | IO03 |  | SPARE
UL4_03_FIO1 | UL4_03_FIO1_IO04 | IO04 |  | UL4_3_LPE1 | LASEREYE
UL4_03_FIO1 | UL4_03_FIO1_IO05 | IO05 |  | SPARE
UL4_03_FIO1 | UL4_03_FIO1_IO06 | IO06 |  | UL4_3_LPE2 | LASEREYE
UL4_03_FIO1 | UL4_03_FIO1_IO07 | IO07 |  | SPARE
UL4_03_FIO1 | UL4_03_FIO1_IO08 | IO08 |  | UL4_3_S1_PB | START PUSHBUTTON
UL4_03_FIO1 | UL4_03_FIO1_IO09 | IO09 |  | UL4_3_S1_PB_LT | START PUSHBUTTON LIGHT
UL4_03_FIO1 | UL4_03_FIO1_IO10 | IO10 |  | UL4_3_S2_PB | START PUSHBUTTON
UL4_03_FIO1 | UL4_03_FIO1_IO11 | IO11 |  | UL4_3_S2_PB_LT | START PUSHBUTTON LIGHT
UL4_03_FIO1 | UL4_03_FIO1_IO12 | IO12 |  | SPARE
UL4_03_FIO1 | UL4_03_FIO1_IO13 | IO13 |  | SPARE
UL4_03_FIO1 | UL4_03_FIO1_IO14 | IO14 |  | SPARE
UL4_03_FIO1 | UL4_03_FIO1_IO15 | IO15 |  | SPARE
UL4_03_VFD1 | UL4_03_VFD1_I0 | I0 |  | UL4_3_VFD1_DISC | DISCONNECT AUX
UL4_03_VFD1 | UL4_03_VFD1_I1 | I1 |  | UL4_3_ENC1 | ENCODER
UL4_03_VFD1 | UL4_03_VFD1_I2 | I2 |  | UL4_3_TPE1 | TRACKING PHOTOEYE
UL4_03_VFD1 | UL4_03_VFD1_I3 | I3 |  | UL4_3_TPE2 | TRACKING PHOTOEYE
UL4_03_VFD1 | UL4_03_VFD1_IO0 | IO0 |  | SPARE
UL4_03_VFD1 | UL4_03_VFD1_IO1 | IO1 |  | SPARE
UL4_03_VFD1 | UL4_03_VFD1_SI0 | SI0 |  | UL4_3_EPC1 | E-STOP PULLCORD
UL4_03_VFD1 | UL4_03_VFD1_SI1 | SI1 |  | UL4_3_EPC1_2 | E-STOP PULLCORD
UL4_03_VFD1 | UL4_03_VFD1_SI2 | SI2 |  | UL4_3_EPC2 | E-STOP PULLCORD
UL4_03_VFD1 | UL4_03_VFD1_SI3 | SI3 |  | UL4_3_EPC2_2 | E-STOP PULLCORD
UL4_03_VFD1 | UL4_03_VFD1_SO0 | SO0 |  | SPARE
UL4_04_VFD1 | UL4_04_VFD1_I0 | I0 |  | UL4_4_VFD1_DISC | DISCONNECT AUX
UL4_04_VFD1 | UL4_04_VFD1_I1 | I1 |  | UL4_4_ENC1 | ENCODER
UL4_04_VFD1 | UL4_04_VFD1_I2 | I2 |  | UL4_4_TPE1 | TRACKING PHOTOEYE
UL4_04_VFD1 | UL4_04_VFD1_I3 | I3 |  | SPARE
UL4_04_VFD1 | UL4_04_VFD1_IO0 | IO0 |  | UL4_4_BCN1_R | RED BEACON LIGHT
UL4_04_VFD1 | UL4_04_VFD1_IO1 | IO1 |  | UL4_4_BCN2_R | RED BEACON LIGHT
UL4_04_VFD1 | UL4_04_VFD1_SI0 | SI0 |  | UL4_4_EPC1 | E-STOP PULLCORD
UL4_04_VFD1 | UL4_04_VFD1_SI1 | SI1 |  | UL4_4_EPC1_2 | E-STOP PULLCORD
UL4_04_VFD1 | UL4_04_VFD1_SI2 | SI2 |  | UL4_4_EPC2 | E-STOP PULLCORD
UL4_04_VFD1 | UL4_04_VFD1_SI3 | SI3 |  | UL4_4_EPC2_2 | E-STOP PULLCORD
UL4_04_VFD1 | UL4_04_VFD1_SO0 | SO0 |  | SPARE
UL4_05_VFD1 | UL4_05_VFD1_I0 | I0 |  | UL4_5_VFD1_DISC | DISCONNECT AUX
UL4_05_VFD1 | UL4_05_VFD1_I1 | I1 |  | UL4_5_ENC1 | ENCODER
UL4_05_VFD1 | UL4_05_VFD1_I2 | I2 |  | UL4_5_TPE1 | TRACKING PHOTOEYE
UL4_05_VFD1 | UL4_05_VFD1_I3 | I3 |  | SPARE
UL4_05_VFD1 | UL4_05_VFD1_IO0 | IO0 |  | UL4_4_S1_PB | START PUSHBUTTON
UL4_05_VFD1 | UL4_05_VFD1_IO1 | IO1 |  | UL4_4_S1_PB_LT | START PUSHBUTTON LIGHT
UL4_05_VFD1 | UL4_05_VFD1_SI0 | SI0 |  | SPARE
UL4_05_VFD1 | UL4_05_VFD1_SI1 | SI1 |  | SPARE
UL4_05_VFD1 | UL4_05_VFD1_SI2 | SI2 |  | SPARE
UL4_05_VFD1 | UL4_05_VFD1_SI3 | SI3 |  | SPARE
UL4_05_VFD1 | UL4_05_VFD1_SO0 | SO0 |  | SPARE
UL4_06_VFD1 | UL4_06_VFD1_I0 | I0 |  | UL4_6_VFD1_DISC | DISCONNECT AUX
UL4_06_VFD1 | UL4_06_VFD1_I1 | I1 |  | UL4_6_ENC1 | ENCODER
UL4_06_VFD1 | UL4_06_VFD1_I2 | I2 |  | UL4_6_TPE1 | TRACKING PHOTOEYE
UL4_06_VFD1 | UL4_06_VFD1_I3 | I3 |  | SPARE
UL4_06_VFD1 | UL4_06_VFD1_IO0 | IO0 |  | UL4_4_S2_PB | START PUSHBUTTON
UL4_06_VFD1 | UL4_06_VFD1_IO1 | IO1 |  | UL4_4_S2_PB_LT | START PUSHBUTTON LIGHT
UL4_06_VFD1 | UL4_06_VFD1_SI0 | SI0 |  | SPARE
UL4_06_VFD1 | UL4_06_VFD1_SI1 | SI1 |  | SPARE
UL4_06_VFD1 | UL4_06_VFD1_SI2 | SI2 |  | SPARE
UL4_06_VFD1 | UL4_06_VFD1_SI3 | SI3 |  | SPARE
UL4_06_VFD1 | UL4_06_VFD1_SO0 | SO0 |  | SPARE
UL4_07_VFD1 | UL4_07_VFD1_I0 | I0 |  | UL4_7_VFD1_DISC | DISCONNECT AUX
UL4_07_VFD1 | UL4_07_VFD1_I1 | I1 |  | UL4_7_ENC1 | ENCODER
UL4_07_VFD1 | UL4_07_VFD1_I2 | I2 |  | UL4_7_TPE1 | TRACKING PHOTOEYE
UL4_07_VFD1 | UL4_07_VFD1_I3 | I3 |  | SPARE
UL4_07_VFD1 | UL4_07_VFD1_IO0 | IO0 |  | SPARE
UL4_07_VFD1 | UL4_07_VFD1_IO1 | IO1 |  | SPARE
UL4_07_VFD1 | UL4_07_VFD1_SI0 | SI0 |  | SPARE
UL4_07_VFD1 | UL4_07_VFD1_SI1 | SI1 |  | SPARE
UL4_07_VFD1 | UL4_07_VFD1_SI2 | SI2 |  | SPARE
UL4_07_VFD1 | UL4_07_VFD1_SI3 | SI3 |  | SPARE
UL4_07_VFD1 | UL4_07_VFD1_SO0 | SO0 |  | SPARE
UL4_08_VFD1 | UL4_08_VFD1_I0 | I0 |  | UL4_8_VFD1_DISC | DISCONNECT AUX
UL4_08_VFD1 | UL4_08_VFD1_I1 | I1 |  | UL4_8_ENC1 | ENCODER
UL4_08_VFD1 | UL4_08_VFD1_I2 | I2 |  | UL4_8_TPE1 | TRACKING PHOTOEYE
UL4_08_VFD1 | UL4_08_VFD1_I3 | I3 |  | SPARE
UL4_08_VFD1 | UL4_08_VFD1_IO0 | IO0 |  | SPARE
UL4_08_VFD1 | UL4_08_VFD1_IO1 | IO1 |  | SPARE
UL4_08_VFD1 | UL4_08_VFD1_SI0 | SI0 |  | SPARE
UL4_08_VFD1 | UL4_08_VFD1_SI1 | SI1 |  | SPARE
UL4_08_VFD1 | UL4_08_VFD1_SI2 | SI2 |  | SPARE
UL4_08_VFD1 | UL4_08_VFD1_SI3 | SI3 |  | SPARE
UL4_08_VFD1 | UL4_08_VFD1_SO0 | SO0 |  | SPARE
UL4_09_VFD1 | UL4_09_VFD1_I0 | I0 |  | UL4_9_VFD1_DISC | DISCONNECT AUX
UL4_09_VFD1 | UL4_09_VFD1_I1 | I1 |  | UL4_9_ENC1 | ENCODER
UL4_09_VFD1 | UL4_09_VFD1_I2 | I2 |  | UL4_9_TPE1 | TRACKING PHOTOEYE
UL4_09_VFD1 | UL4_09_VFD1_I3 | I3 |  | UL4_9_TPE2 | TRACKING PHOTOEYE
UL4_09_VFD1 | UL4_09_VFD1_IO0 | IO0 |  | UL4_9_BCN1_A | AMBER BEACON LIGHT
UL4_09_VFD1 | UL4_09_VFD1_IO1 | IO1 |  | UL4_9_BCN1_R | RED BEACON LIGHT
UL4_09_VFD1 | UL4_09_VFD1_SI0 | SI0 |  | UL4_9_EPC1 | E-STOP PULLCORD
UL4_09_VFD1 | UL4_09_VFD1_SI1 | SI1 |  | UL4_9_EPC1_2 | E-STOP PULLCORD
UL4_09_VFD1 | UL4_09_VFD1_SI2 | SI2 |  | UL4_9_EPC2 | E-STOP PULLCORD
UL4_09_VFD1 | UL4_09_VFD1_SI3 | SI3 |  | UL4_9_EPC2_2 | E-STOP PULLCORD
UL4_09_VFD1 | UL4_09_VFD1_SO0 | SO0 |  | UL4_9_BCN2_R | RED BEACON LIGHT
UL4_10A_VFD1 | UL4_10A_VFD1_I0 | I0 |  | UL4_10A_VFD1_DISC | DISCONNECT AUX
UL4_10A_VFD1 | UL4_10A_VFD1_I1 | I1 |  | UL4_9_TPE3 | TRACKING PHOTOEYE
UL4_10A_VFD1 | UL4_10A_VFD1_I2 | I2 |  | UL4_9_TPE4 | TRACKING PHOTOEYE
UL4_10A_VFD1 | UL4_10A_VFD1_I3 | I3 |  | UL4_9_TPE5 | TRACKING PHOTOEYE
UL4_10A_VFD1 | UL4_10A_VFD1_IO0 | IO0 |  | UL4_9_JR1_PB | JAM RESET PUSHBUTTON
UL4_10A_VFD1 | UL4_10A_VFD1_IO1 | IO1 |  | UL4_9_JR1_PB_LT | JAM RESET PUSHBUTTON LIGHT
UL4_10A_VFD1 | UL4_10A_VFD1_SI0 | SI0 |  | SPARE
UL4_10A_VFD1 | UL4_10A_VFD1_SI1 | SI1 |  | SPARE
UL4_10A_VFD1 | UL4_10A_VFD1_SI2 | SI2 |  | SPARE
UL4_10A_VFD1 | UL4_10A_VFD1_SI3 | SI3 |  | SPARE
UL4_10A_VFD1 | UL4_10A_VFD1_SO0 | SO0 |  | SPARE
UL4_10B_VFD1 | UL4_10B_VFD1_I0 | I0 |  | UL4_10B_VFD1_DISC | DISCONNECT AUX
UL4_10B_VFD1 | UL4_10B_VFD1_I1 | I1 |  | SPARE
UL4_10B_VFD1 | UL4_10B_VFD1_I2 | I2 |  | SPARE
UL4_10B_VFD1 | UL4_10B_VFD1_I3 | I3 |  | SPARE
UL4_10B_VFD1 | UL4_10B_VFD1_IO0 | IO0 |  | UL4_9_JR2_PB | JAM RESET PUSHBUTTON
UL4_10B_VFD1 | UL4_10B_VFD1_IO1 | IO1 |  | UL4_9_JR2_PB_LT | JAM RESET PUSHBUTTON LIGHT
UL4_10B_VFD1 | UL4_10B_VFD1_SI0 | SI0 |  | SPARE
UL4_10B_VFD1 | UL4_10B_VFD1_SI1 | SI1 |  | SPARE
UL4_10B_VFD1 | UL4_10B_VFD1_SI2 | SI2 |  | SPARE
UL4_10B_VFD1 | UL4_10B_VFD1_SI3 | SI3 |  | SPARE
UL4_10B_VFD1 | UL4_10B_VFD1_SO0 | SO0 |  | SPARE
UL4_11_VFD1 | UL4_11_VFD1_I0 | I0 |  | UL4_11_VFD1_DISC | DISCONNECT AUX
UL4_11_VFD1 | UL4_11_VFD1_I1 | I1 |  | SPARE
UL4_11_VFD1 | UL4_11_VFD1_I2 | I2 |  | UL4_11_TPE1 | TRACKING PHOTOEYE
UL4_11_VFD1 | UL4_11_VFD1_I3 | I3 |  | UL4_11_TPE2 | TRACKING PHOTOEYE
UL4_11_VFD1 | UL4_11_VFD1_IO0 | IO0 |  | UL4_9_S1_PB | START PUSHBUTTON
UL4_11_VFD1 | UL4_11_VFD1_IO1 | IO1 |  | UL4_9_S1_PB_LT | START PUSHBUTTON LIGHT
UL4_11_VFD1 | UL4_11_VFD1_SI0 | SI0 |  | SPARE
UL4_11_VFD1 | UL4_11_VFD1_SI1 | SI1 |  | SPARE
UL4_11_VFD1 | UL4_11_VFD1_SI2 | SI2 |  | SPARE
UL4_11_VFD1 | UL4_11_VFD1_SI3 | SI3 |  | SPARE
UL4_11_VFD1 | UL4_11_VFD1_SO0 | SO0 |  | SPARE
UL4_12_VFD1 | UL4_12_VFD1_I0 | I0 |  | UL4_12_VFD1_DISC | DISCONNECT AUX
UL4_12_VFD1 | UL4_12_VFD1_I1 | I1 |  | SPARE
UL4_12_VFD1 | UL4_12_VFD1_I2 | I2 |  | UL4_12_TPE1 | TRACKING PHOTOEYE
UL4_12_VFD1 | UL4_12_VFD1_I3 | I3 |  | SPARE
UL4_12_VFD1 | UL4_12_VFD1_IO0 | IO0 |  | UL4_9_S2_PB | START PUSHBUTTON
UL4_12_VFD1 | UL4_12_VFD1_IO1 | IO1 |  | UL4_9_S2_PB_LT | START PUSHBUTTON LIGHT
UL4_12_VFD1 | UL4_12_VFD1_SI0 | SI0 |  | SPARE
UL4_12_VFD1 | UL4_12_VFD1_SI1 | SI1 |  | SPARE
UL4_12_VFD1 | UL4_12_VFD1_SI2 | SI2 |  | SPARE
UL4_12_VFD1 | UL4_12_VFD1_SI3 | SI3 |  | SPARE
UL4_12_VFD1 | UL4_12_VFD1_SO0 | SO0 |  | SPARE
UL4_13_VFD1 | UL4_13_VFD1_I0 | I0 |  | UL4_13_VFD1_DISC | DISCONNECT AUX
UL4_13_VFD1 | UL4_13_VFD1_I1 | I1 |  | SPARE
UL4_13_VFD1 | UL4_13_VFD1_I2 | I2 |  | SPARE
UL4_13_VFD1 | UL4_13_VFD1_I3 | I3 |  | SPARE
UL4_13_VFD1 | UL4_13_VFD1_IO0 | IO0 |  | SPARE
UL4_13_VFD1 | UL4_13_VFD1_IO1 | IO1 |  | SPARE
UL4_13_VFD1 | UL4_13_VFD1_SI0 | SI0 |  | SPARE
UL4_13_VFD1 | UL4_13_VFD1_SI1 | SI1 |  | SPARE
UL4_13_VFD1 | UL4_13_VFD1_SI2 | SI2 |  | SPARE
UL4_13_VFD1 | UL4_13_VFD1_SI3 | SI3 |  | SPARE
UL4_13_VFD1 | UL4_13_VFD1_SO0 | SO0 |  | SPARE
UL5_03_FIO1 | UL5_03_FIO1_IO00 | IO00 |  | UL5_3_BCN1_R | RED BEACON LIGHT
UL5_03_FIO1 | UL5_03_FIO1_IO01 | IO01 |  | SPARE
UL5_03_FIO1 | UL5_03_FIO1_IO02 | IO02 |  | UL5_3_BCN2_R | RED BEACON LIGHT
UL5_03_FIO1 | UL5_03_FIO1_IO03 | IO03 |  | SPARE
UL5_03_FIO1 | UL5_03_FIO1_IO04 | IO04 |  | UL5_3_LPE1 | LASEREYE
UL5_03_FIO1 | UL5_03_FIO1_IO05 | IO05 |  | SPARE
UL5_03_FIO1 | UL5_03_FIO1_IO06 | IO06 |  | UL5_3_LPE2 | LASEREYE
UL5_03_FIO1 | UL5_03_FIO1_IO07 | IO07 |  | SPARE
UL5_03_FIO1 | UL5_03_FIO1_IO08 | IO08 |  | UL5_3_S1_PB | START PUSHBUTTON
UL5_03_FIO1 | UL5_03_FIO1_IO09 | IO09 |  | UL5_3_S1_PB_LT | START PUSHBUTTON LIGHT
UL5_03_FIO1 | UL5_03_FIO1_IO10 | IO10 |  | UL5_3_S2_PB | START PUSHBUTTON
UL5_03_FIO1 | UL5_03_FIO1_IO11 | IO11 |  | UL5_3_S2_PB_LT | START PUSHBUTTON LIGHT
UL5_03_FIO1 | UL5_03_FIO1_IO12 | IO12 |  | SPARE
UL5_03_FIO1 | UL5_03_FIO1_IO13 | IO13 |  | SPARE
UL5_03_FIO1 | UL5_03_FIO1_IO14 | IO14 |  | SPARE
UL5_03_FIO1 | UL5_03_FIO1_IO15 | IO15 |  | SPARE
UL5_03_VFD1 | UL5_03_VFD1_I0 | I0 |  | UL5_3_VFD1_DISC | DISCONNECT AUX
UL5_03_VFD1 | UL5_03_VFD1_I1 | I1 |  | UL5_3_ENC1 | ENCODER
UL5_03_VFD1 | UL5_03_VFD1_I2 | I2 |  | UL5_3_TPE1 | TRACKING PHOTOEYE
UL5_03_VFD1 | UL5_03_VFD1_I3 | I3 |  | UL5_3_TPE2 | TRACKING PHOTOEYE
UL5_03_VFD1 | UL5_03_VFD1_IO0 | IO0 |  | UL5_4_S1_PB | START PUSHBUTTON
UL5_03_VFD1 | UL5_03_VFD1_IO1 | IO1 |  | UL5_4_S1_PB_LT | START PUSHBUTTON LIGHT
UL5_03_VFD1 | UL5_03_VFD1_SI0 | SI0 |  | UL5_3_EPC1 | E-STOP PULLCORD
UL5_03_VFD1 | UL5_03_VFD1_SI1 | SI1 |  | UL5_3_EPC1_2 | E-STOP PULLCORD
UL5_03_VFD1 | UL5_03_VFD1_SI2 | SI2 |  | UL5_3_EPC2 | E-STOP PULLCORD
UL5_03_VFD1 | UL5_03_VFD1_SI3 | SI3 |  | UL5_3_EPC2_2 | E-STOP PULLCORD
UL5_03_VFD1 | UL5_03_VFD1_SO0 | SO0 |  | SPARE
UL5_04_VFD1 | UL5_04_VFD1_I0 | I0 |  | UL5_4_VFD1_DISC | DISCONNECT AUX
UL5_04_VFD1 | UL5_04_VFD1_I1 | I1 |  | UL5_4_ENC1 | ENCODER
UL5_04_VFD1 | UL5_04_VFD1_I2 | I2 |  | UL5_4_TPE1 | TRACKING PHOTOEYE
UL5_04_VFD1 | UL5_04_VFD1_I3 | I3 |  | SPARE
UL5_04_VFD1 | UL5_04_VFD1_IO0 | IO0 |  | UL5_4_BCN1_R | RED BEACON LIGHT
UL5_04_VFD1 | UL5_04_VFD1_IO1 | IO1 |  | UL5_4_BCN2_R | RED BEACON LIGHT
UL5_04_VFD1 | UL5_04_VFD1_SI0 | SI0 |  | UL5_4_EPC1 | E-STOP PULLCORD
UL5_04_VFD1 | UL5_04_VFD1_SI1 | SI1 |  | UL5_4_EPC1_2 | E-STOP PULLCORD
UL5_04_VFD1 | UL5_04_VFD1_SI2 | SI2 |  | UL5_4_EPC2 | E-STOP PULLCORD
UL5_04_VFD1 | UL5_04_VFD1_SI3 | SI3 |  | UL5_4_EPC2_2 | E-STOP PULLCORD
UL5_04_VFD1 | UL5_04_VFD1_SO0 | SO0 |  | SPARE
UL5_05_VFD1 | UL5_05_VFD1_I0 | I0 |  | UL5_5_VFD1_DISC | DISCONNECT AUX
UL5_05_VFD1 | UL5_05_VFD1_I1 | I1 |  | UL5_5_ENC1 | ENCODER
UL5_05_VFD1 | UL5_05_VFD1_I2 | I2 |  | SPARE
UL5_05_VFD1 | UL5_05_VFD1_I3 | I3 |  | SPARE
UL5_05_VFD1 | UL5_05_VFD1_IO0 | IO0 |  | UL5_4_S2_PB | START PUSHBUTTON
UL5_05_VFD1 | UL5_05_VFD1_IO1 | IO1 |  | UL5_4_S2_PB_LT | START PUSHBUTTON LIGHT
UL5_05_VFD1 | UL5_05_VFD1_SI0 | SI0 |  | SPARE
UL5_05_VFD1 | UL5_05_VFD1_SI1 | SI1 |  | SPARE
UL5_05_VFD1 | UL5_05_VFD1_SI2 | SI2 |  | SPARE
UL5_05_VFD1 | UL5_05_VFD1_SI3 | SI3 |  | SPARE
UL5_05_VFD1 | UL5_05_VFD1_SO0 | SO0 |  | SPARE
UL5_06_VFD1 | UL5_06_VFD1_I0 | I0 |  | UL5_6_VFD1_DISC | DISCONNECT AUX
UL5_06_VFD1 | UL5_06_VFD1_I1 | I1 |  | UL5_6_ENC1 | ENCODER
UL5_06_VFD1 | UL5_06_VFD1_I2 | I2 |  | UL5_6_TPE1 | TRACKING PHOTOEYE
UL5_06_VFD1 | UL5_06_VFD1_I3 | I3 |  | UL5_6_TPE2 | TRACKING PHOTOEYE
UL5_06_VFD1 | UL5_06_VFD1_IO0 | IO0 |  | SPARE
UL5_06_VFD1 | UL5_06_VFD1_IO1 | IO1 |  | SPARE
UL5_06_VFD1 | UL5_06_VFD1_SI0 | SI0 |  | SPARE
UL5_06_VFD1 | UL5_06_VFD1_SI1 | SI1 |  | SPARE
UL5_06_VFD1 | UL5_06_VFD1_SI2 | SI2 |  | SPARE
UL5_06_VFD1 | UL5_06_VFD1_SI3 | SI3 |  | SPARE
UL5_06_VFD1 | UL5_06_VFD1_SO0 | SO0 |  | SPARE
UL5_07_VFD1 | UL5_07_VFD1_I0 | I0 |  | UL5_7_VFD1_DISC | DISCONNECT AUX
UL5_07_VFD1 | UL5_07_VFD1_I1 | I1 |  | UL5_7_ENC1 | ENCODER
UL5_07_VFD1 | UL5_07_VFD1_I2 | I2 |  | UL5_7_TPE1 | TRACKING PHOTOEYE
UL5_07_VFD1 | UL5_07_VFD1_I3 | I3 |  | SPARE
UL5_07_VFD1 | UL5_07_VFD1_IO0 | IO0 |  | SPARE
UL5_07_VFD1 | UL5_07_VFD1_IO1 | IO1 |  | SPARE
UL5_07_VFD1 | UL5_07_VFD1_SI0 | SI0 |  | SPARE
UL5_07_VFD1 | UL5_07_VFD1_SI1 | SI1 |  | SPARE
UL5_07_VFD1 | UL5_07_VFD1_SI2 | SI2 |  | SPARE
UL5_07_VFD1 | UL5_07_VFD1_SI3 | SI3 |  | SPARE
UL5_07_VFD1 | UL5_07_VFD1_SO0 | SO0 |  | SPARE
UL5_08_VFD1 | UL5_08_VFD1_I0 | I0 |  | UL5_8_VFD1_DISC | DISCONNECT AUX
UL5_08_VFD1 | UL5_08_VFD1_I1 | I1 |  | UL5_8_ENC1 | ENCODER
UL5_08_VFD1 | UL5_08_VFD1_I2 | I2 |  | UL5_8_TPE1 | TRACKING PHOTOEYE
UL5_08_VFD1 | UL5_08_VFD1_I3 | I3 |  | SPARE
UL5_08_VFD1 | UL5_08_VFD1_IO0 | IO0 |  | SPARE
UL5_08_VFD1 | UL5_08_VFD1_IO1 | IO1 |  | SPARE
UL5_08_VFD1 | UL5_08_VFD1_SI0 | SI0 |  | SPARE
UL5_08_VFD1 | UL5_08_VFD1_SI1 | SI1 |  | SPARE
UL5_08_VFD1 | UL5_08_VFD1_SI2 | SI2 |  | SPARE
UL5_08_VFD1 | UL5_08_VFD1_SI3 | SI3 |  | SPARE
UL5_08_VFD1 | UL5_08_VFD1_SO0 | SO0 |  | SPARE
UL5_09_VFD1 | UL5_09_VFD1_I0 | I0 |  | UL5_9_VFD1_DISC | DISCONNECT AUX
UL5_09_VFD1 | UL5_09_VFD1_I1 | I1 |  | UL5_9_ENC1 | ENCODER
UL5_09_VFD1 | UL5_09_VFD1_I2 | I2 |  | UL5_9_TPE1 | TRACKING PHOTOEYE
UL5_09_VFD1 | UL5_09_VFD1_I3 | I3 |  | SPARE
UL5_09_VFD1 | UL5_09_VFD1_IO0 | IO0 |  | SPARE
UL5_09_VFD1 | UL5_09_VFD1_IO1 | IO1 |  | SPARE
UL5_09_VFD1 | UL5_09_VFD1_SI0 | SI0 |  | SPARE
UL5_09_VFD1 | UL5_09_VFD1_SI1 | SI1 |  | SPARE
UL5_09_VFD1 | UL5_09_VFD1_SI2 | SI2 |  | SPARE
UL5_09_VFD1 | UL5_09_VFD1_SI3 | SI3 |  | SPARE
UL5_09_VFD1 | UL5_09_VFD1_SO0 | SO0 |  | SPARE
UL5_10_VFD1 | UL5_10_VFD1_I0 | I0 |  | UL5_10_VFD1_DISC | DISCONNECT AUX
UL5_10_VFD1 | UL5_10_VFD1_I1 | I1 |  | SPARE
UL5_10_VFD1 | UL5_10_VFD1_I2 | I2 |  | SPARE
UL5_10_VFD1 | UL5_10_VFD1_I3 | I3 |  | SPARE
UL5_10_VFD1 | UL5_10_VFD1_IO0 | IO0 |  | SPARE
UL5_10_VFD1 | UL5_10_VFD1_IO1 | IO1 |  | SPARE
UL5_10_VFD1 | UL5_10_VFD1_SI0 | SI0 |  | SPARE
UL5_10_VFD1 | UL5_10_VFD1_SI1 | SI1 |  | SPARE
UL5_10_VFD1 | UL5_10_VFD1_SI2 | SI2 |  | SPARE
UL5_10_VFD1 | UL5_10_VFD1_SI3 | SI3 |  | SPARE
UL5_10_VFD1 | UL5_10_VFD1_SO0 | SO0 |  | SPARE
UL6_01_VFD1 | UL6_01_VFD1_I0 | I0 |  | UL6_1_VFD1_DISC | DISCONNECT AUX
UL6_01_VFD1 | UL6_01_VFD1_I1 | I1 |  | SPARE
UL6_01_VFD1 | UL6_01_VFD1_I2 | I2 |  | UL6_1_TPE1 | TRACKING PHOTOEYE
UL6_01_VFD1 | UL6_01_VFD1_I3 | I3 |  | SPARE
UL6_01_VFD1 | UL6_01_VFD1_IO0 | IO0 |  | SPARE
UL6_01_VFD1 | UL6_01_VFD1_IO1 | IO1 |  | SPARE
UL6_01_VFD1 | UL6_01_VFD1_SI0 | SI0 |  | UL6_1_EPC1 | E-STOP PULLCORD
UL6_01_VFD1 | UL6_01_VFD1_SI1 | SI1 |  | UL6_1_EPC1_2 | E-STOP PULLCORD
UL6_01_VFD1 | UL6_01_VFD1_SI2 | SI2 |  | UL6_1_EPC2 | E-STOP PULLCORD
UL6_01_VFD1 | UL6_01_VFD1_SI3 | SI3 |  | UL6_1_EPC2_2 | E-STOP PULLCORD
UL6_01_VFD1 | UL6_01_VFD1_SO0 | SO0 |  | SPARE
UL6_02_FIO1 | UL6_02_FIO1_IO00 | IO00 |  | UL6_1_BCN1_R | RED BEACON LIGHT
UL6_02_FIO1 | UL6_02_FIO1_IO01 | IO01 |  | UL6_1_BCN2_R | RED BEACON LIGHT
UL6_02_FIO1 | UL6_02_FIO1_IO02 | IO02 |  | UL6_1_SS1_SPB | SS STATION START PUSHBUTTON
UL6_02_FIO1 | UL6_02_FIO1_IO03 | IO03 |  | SPARE
UL6_02_FIO1 | UL6_02_FIO1_IO04 | IO04 |  | UL6_1_SS1_STPB | SS STATION STOP PUSHBUTTON
UL6_02_FIO1 | UL6_02_FIO1_IO05 | IO05 |  | UL6_1_SS1_STPB_LT | SS STATION STOP PUSHBUTTON LIGHT
UL6_02_FIO1 | UL6_02_FIO1_IO06 | IO06 |  | UL6_2_BCN1_R | RED BEACON LIGHT
UL6_02_FIO1 | UL6_02_FIO1_IO07 | IO07 |  | UL6_2_BCN2_R | RED BEACON LIGHT
UL6_02_FIO1 | UL6_02_FIO1_IO08 | IO08 |  | UL6_2_LPE1 | LASEREYE
UL6_02_FIO1 | UL6_02_FIO1_IO09 | IO09 |  | SPARE
UL6_02_FIO1 | UL6_02_FIO1_IO10 | IO10 |  | UL6_2_LPE2 | LASEREYE
UL6_02_FIO1 | UL6_02_FIO1_IO11 | IO11 |  | SPARE
UL6_02_FIO1 | UL6_02_FIO1_IO12 | IO12 |  | UL6_2_S1_PB | START PUSHBUTTON
UL6_02_FIO1 | UL6_02_FIO1_IO13 | IO13 |  | UL6_2_S1_PB_LT | START PUSHBUTTON LIGHT
UL6_02_FIO1 | UL6_02_FIO1_IO14 | IO14 |  | UL6_2_S2_PB | START PUSHBUTTON
UL6_02_FIO1 | UL6_02_FIO1_IO15 | IO15 |  | UL6_2_S2_PB_LT | START PUSHBUTTON LIGHT
UL6_02_VFD1 | UL6_02_VFD1_I0 | I0 |  | UL6_2_VFD1_DISC | DISCONNECT AUX
UL6_02_VFD1 | UL6_02_VFD1_I1 | I1 |  | UL6_2_ENC1 | ENCODER
UL6_02_VFD1 | UL6_02_VFD1_I2 | I2 |  | UL6_2_TPE1 | TRACKING PHOTOEYE
UL6_02_VFD1 | UL6_02_VFD1_I3 | I3 |  | UL6_2_TPE2 | TRACKING PHOTOEYE
UL6_02_VFD1 | UL6_02_VFD1_IO0 | IO0 |  | SPARE
UL6_02_VFD1 | UL6_02_VFD1_IO1 | IO1 |  | SPARE
UL6_02_VFD1 | UL6_02_VFD1_SI0 | SI0 |  | UL6_2_EPC1 | E-STOP PULLCORD
UL6_02_VFD1 | UL6_02_VFD1_SI1 | SI1 |  | UL6_2_EPC1_2 | E-STOP PULLCORD
UL6_02_VFD1 | UL6_02_VFD1_SI2 | SI2 |  | UL6_2_EPC2 | E-STOP PULLCORD
UL6_02_VFD1 | UL6_02_VFD1_SI3 | SI3 |  | UL6_2_EPC2_2 | E-STOP PULLCORD
UL6_02_VFD1 | UL6_02_VFD1_SO0 | SO0 |  | SPARE
UL6_03_VFD1 | UL6_03_VFD1_I0 | I0 |  | UL6_3_VFD1_DISC | DISCONNECT AUX
UL6_03_VFD1 | UL6_03_VFD1_I1 | I1 |  | UL6_3_ENC1 | ENCODER
UL6_03_VFD1 | UL6_03_VFD1_I2 | I2 |  | SPARE
UL6_03_VFD1 | UL6_03_VFD1_I3 | I3 |  | SPARE
UL6_03_VFD1 | UL6_03_VFD1_IO0 | IO0 |  | SPARE
UL6_03_VFD1 | UL6_03_VFD1_IO1 | IO1 |  | SPARE
UL6_03_VFD1 | UL6_03_VFD1_SI0 | SI0 |  | SPARE
UL6_03_VFD1 | UL6_03_VFD1_SI1 | SI1 |  | SPARE
UL6_03_VFD1 | UL6_03_VFD1_SI2 | SI2 |  | SPARE
UL6_03_VFD1 | UL6_03_VFD1_SI3 | SI3 |  | SPARE
UL6_03_VFD1 | UL6_03_VFD1_SO0 | SO0 |  | SPARE
UL6_04_VFD1 | UL6_04_VFD1_I0 | I0 |  | UL6_4_VFD1_DISC | DISCONNECT AUX
UL6_04_VFD1 | UL6_04_VFD1_I1 | I1 |  | UL6_4_ENC1 | ENCODER
UL6_04_VFD1 | UL6_04_VFD1_I2 | I2 |  | UL6_4_TPE1 | TRACKING PHOTOEYE
UL6_04_VFD1 | UL6_04_VFD1_I3 | I3 |  | UL6_4_TPE2 | TRACKING PHOTOEYE
UL6_04_VFD1 | UL6_04_VFD1_IO0 | IO0 |  | SPARE
UL6_04_VFD1 | UL6_04_VFD1_IO1 | IO1 |  | SPARE
UL6_04_VFD1 | UL6_04_VFD1_SI0 | SI0 |  | SPARE
UL6_04_VFD1 | UL6_04_VFD1_SI1 | SI1 |  | SPARE
UL6_04_VFD1 | UL6_04_VFD1_SI2 | SI2 |  | SPARE
UL6_04_VFD1 | UL6_04_VFD1_SI3 | SI3 |  | SPARE
UL6_04_VFD1 | UL6_04_VFD1_SO0 | SO0 |  | SPARE
UL6_05_VFD1 | UL6_05_VFD1_I0 | I0 |  | UL6_5_VFD1_DISC | DISCONNECT AUX
UL6_05_VFD1 | UL6_05_VFD1_I1 | I1 |  | UL6_5_ENC1 | ENCODER
UL6_05_VFD1 | UL6_05_VFD1_I2 | I2 |  | UL6_5_TPE1 | TRACKING PHOTOEYE
UL6_05_VFD1 | UL6_05_VFD1_I3 | I3 |  | SPARE
UL6_05_VFD1 | UL6_05_VFD1_IO0 | IO0 |  | SPARE
UL6_05_VFD1 | UL6_05_VFD1_IO1 | IO1 |  | SPARE
UL6_05_VFD1 | UL6_05_VFD1_SI0 | SI0 |  | SPARE
UL6_05_VFD1 | UL6_05_VFD1_SI1 | SI1 |  | SPARE
UL6_05_VFD1 | UL6_05_VFD1_SI2 | SI2 |  | SPARE
UL6_05_VFD1 | UL6_05_VFD1_SI3 | SI3 |  | SPARE
UL6_05_VFD1 | UL6_05_VFD1_SO0 | SO0 |  | SPARE
UL6_06_VFD1 | UL6_06_VFD1_I0 | I0 |  | UL6_6_VFD1_DISC | DISCONNECT AUX
UL6_06_VFD1 | UL6_06_VFD1_I1 | I1 |  | UL6_6_ENC1 | ENCODER
UL6_06_VFD1 | UL6_06_VFD1_I2 | I2 |  | UL6_6_TPE1 | TRACKING PHOTOEYE
UL6_06_VFD1 | UL6_06_VFD1_I3 | I3 |  | SPARE
UL6_06_VFD1 | UL6_06_VFD1_IO0 | IO0 |  | SPARE
UL6_06_VFD1 | UL6_06_VFD1_IO1 | IO1 |  | SPARE
UL6_06_VFD1 | UL6_06_VFD1_SI0 | SI0 |  | SPARE
UL6_06_VFD1 | UL6_06_VFD1_SI1 | SI1 |  | SPARE
UL6_06_VFD1 | UL6_06_VFD1_SI2 | SI2 |  | SPARE
UL6_06_VFD1 | UL6_06_VFD1_SI3 | SI3 |  | SPARE
UL6_06_VFD1 | UL6_06_VFD1_SO0 | SO0 |  | SPARE
UL6_07_VFD1 | UL6_07_VFD1_I0 | I0 |  | UL6_7_VFD1_DISC | DISCONNECT AUX
UL6_07_VFD1 | UL6_07_VFD1_I1 | I1 |  | UL6_7_ENC1 | ENCODER
UL6_07_VFD1 | UL6_07_VFD1_I2 | I2 |  | UL6_7_TPE1 | TRACKING PHOTOEYE
UL6_07_VFD1 | UL6_07_VFD1_I3 | I3 |  | SPARE
UL6_07_VFD1 | UL6_07_VFD1_IO0 | IO0 |  | SPARE
UL6_07_VFD1 | UL6_07_VFD1_IO1 | IO1 |  | SPARE
UL6_07_VFD1 | UL6_07_VFD1_SI0 | SI0 |  | SPARE
UL6_07_VFD1 | UL6_07_VFD1_SI1 | SI1 |  | SPARE
UL6_07_VFD1 | UL6_07_VFD1_SI2 | SI2 |  | SPARE
UL6_07_VFD1 | UL6_07_VFD1_SI3 | SI3 |  | SPARE
UL6_07_VFD1 | UL6_07_VFD1_SO0 | SO0 |  | SPARE
UL6_08_VFD1 | UL6_08_VFD1_I0 | I0 |  | UL6_8_VFD1_DISC | DISCONNECT AUX
UL6_08_VFD1 | UL6_08_VFD1_I1 | I1 |  | UL6_8_ENC1 | ENCODER
UL6_08_VFD1 | UL6_08_VFD1_I2 | I2 |  | UL6_8_TPE1 | TRACKING PHOTOEYE
UL6_08_VFD1 | UL6_08_VFD1_I3 | I3 |  | SPARE
UL6_08_VFD1 | UL6_08_VFD1_IO0 | IO0 |  | SPARE
UL6_08_VFD1 | UL6_08_VFD1_IO1 | IO1 |  | SPARE
UL6_08_VFD1 | UL6_08_VFD1_SI0 | SI0 |  | SPARE
UL6_08_VFD1 | UL6_08_VFD1_SI1 | SI1 |  | SPARE
UL6_08_VFD1 | UL6_08_VFD1_SI2 | SI2 |  | SPARE
UL6_08_VFD1 | UL6_08_VFD1_SI3 | SI3 |  | SPARE
UL6_08_VFD1 | UL6_08_VFD1_SO0 | SO0 |  | SPARE
UL6_09_VFD1 | UL6_09_VFD1_I0 | I0 |  | UL6_9_VFD1_DISC | DISCONNECT AUX
UL6_09_VFD1 | UL6_09_VFD1_I1 | I1 |  | SPARE
UL6_09_VFD1 | UL6_09_VFD1_I2 | I2 |  | SPARE
UL6_09_VFD1 | UL6_09_VFD1_I3 | I3 |  | SPARE
UL6_09_VFD1 | UL6_09_VFD1_IO0 | IO0 |  | SPARE
UL6_09_VFD1 | UL6_09_VFD1_IO1 | IO1 |  | SPARE
UL6_09_VFD1 | UL6_09_VFD1_SI0 | SI0 |  | SPARE
UL6_09_VFD1 | UL6_09_VFD1_SI1 | SI1 |  | SPARE
UL6_09_VFD1 | UL6_09_VFD1_SI2 | SI2 |  | SPARE
UL6_09_VFD1 | UL6_09_VFD1_SI3 | SI3 |  | SPARE
UL6_09_VFD1 | UL6_09_VFD1_SO0 | SO0 |  | SPARE
UL7_03_FIO1 | UL7_03_FIO1_IO00 | IO00 |  | UL7_3_BCN1_R | RED BEACON LIGHT
UL7_03_FIO1 | UL7_03_FIO1_IO01 | IO01 |  | SPARE
UL7_03_FIO1 | UL7_03_FIO1_IO02 | IO02 |  | UL7_3_BCN2_R | RED BEACON LIGHT
UL7_03_FIO1 | UL7_03_FIO1_IO03 | IO03 |  | SPARE
UL7_03_FIO1 | UL7_03_FIO1_IO04 | IO04 |  | UL7_3_LPE1 | LASEREYE
UL7_03_FIO1 | UL7_03_FIO1_IO05 | IO05 |  | SPARE
UL7_03_FIO1 | UL7_03_FIO1_IO06 | IO06 |  | UL7_3_LPE2 | LASEREYE
UL7_03_FIO1 | UL7_03_FIO1_IO07 | IO07 |  | SPARE
UL7_03_FIO1 | UL7_03_FIO1_IO08 | IO08 |  | UL7_3_S1_PB | START PUSHBUTTON
UL7_03_FIO1 | UL7_03_FIO1_IO09 | IO09 |  | UL7_3_S1_PB_LT | START PUSHBUTTON LIGHT
UL7_03_FIO1 | UL7_03_FIO1_IO10 | IO10 |  | UL7_3_S2_PB | START PUSHBUTTON
UL7_03_FIO1 | UL7_03_FIO1_IO11 | IO11 |  | UL7_3_S2_PB_LT | START PUSHBUTTON LIGHT
UL7_03_FIO1 | UL7_03_FIO1_IO12 | IO12 |  | SPARE
UL7_03_FIO1 | UL7_03_FIO1_IO13 | IO13 |  | SPARE
UL7_03_FIO1 | UL7_03_FIO1_IO14 | IO14 |  | SPARE
UL7_03_FIO1 | UL7_03_FIO1_IO15 | IO15 |  | SPARE
UL7_03_VFD1 | UL7_03_VFD1_I0 | I0 |  | UL7_3_VFD1_DISC | DISCONNECT AUX
UL7_03_VFD1 | UL7_03_VFD1_I1 | I1 |  | UL7_3_ENC1 | ENCODER
UL7_03_VFD1 | UL7_03_VFD1_I2 | I2 |  | UL7_3_TPE1 | TRACKING PHOTOEYE
UL7_03_VFD1 | UL7_03_VFD1_I3 | I3 |  | UL7_3_TPE2 | TRACKING PHOTOEYE
UL7_03_VFD1 | UL7_03_VFD1_IO0 | IO0 |  | UL7_4_S1_PB | START PUSHBUTTON
UL7_03_VFD1 | UL7_03_VFD1_IO1 | IO1 |  | UL7_4_S1_PB_LT | START PUSHBUTTON LIGHT
UL7_03_VFD1 | UL7_03_VFD1_SI0 | SI0 |  | UL7_3_EPC1 | E-STOP PULLCORD
UL7_03_VFD1 | UL7_03_VFD1_SI1 | SI1 |  | UL7_3_EPC1_2 | E-STOP PULLCORD
UL7_03_VFD1 | UL7_03_VFD1_SI2 | SI2 |  | UL7_3_EPC2 | E-STOP PULLCORD
UL7_03_VFD1 | UL7_03_VFD1_SI3 | SI3 |  | UL7_3_EPC2_2 | E-STOP PULLCORD
UL7_03_VFD1 | UL7_03_VFD1_SO0 | SO0 |  | SPARE
UL7_04_VFD1 | UL7_04_VFD1_I0 | I0 |  | UL7_4_VFD1_DISC | DISCONNECT AUX
UL7_04_VFD1 | UL7_04_VFD1_I1 | I1 |  | UL7_4_ENC1 | ENCODER
UL7_04_VFD1 | UL7_04_VFD1_I2 | I2 |  | UL7_4_TPE1 | TRACKING PHOTOEYE
UL7_04_VFD1 | UL7_04_VFD1_I3 | I3 |  | SPARE
UL7_04_VFD1 | UL7_04_VFD1_IO0 | IO0 |  | UL7_4_BCN1_R | RED BEACON LIGHT
UL7_04_VFD1 | UL7_04_VFD1_IO1 | IO1 |  | UL7_4_BCN2_R | RED BEACON LIGHT
UL7_04_VFD1 | UL7_04_VFD1_SI0 | SI0 |  | UL7_4_EPC1 | E-STOP PULLCORD
UL7_04_VFD1 | UL7_04_VFD1_SI1 | SI1 |  | UL7_4_EPC1_2 | E-STOP PULLCORD
UL7_04_VFD1 | UL7_04_VFD1_SI2 | SI2 |  | UL7_4_EPC2 | E-STOP PULLCORD
UL7_04_VFD1 | UL7_04_VFD1_SI3 | SI3 |  | UL7_4_EPC2_2 | E-STOP PULLCORD
UL7_04_VFD1 | UL7_04_VFD1_SO0 | SO0 |  | SPARE
UL7_05_VFD1 | UL7_05_VFD1_I0 | I0 |  | UL7_5_VFD1_DISC | DISCONNECT AUX
UL7_05_VFD1 | UL7_05_VFD1_I1 | I1 |  | UL7_5_ENC1 | ENCODER
UL7_05_VFD1 | UL7_05_VFD1_I2 | I2 |  | UL7_5_TPE1 | TRACKING PHOTOEYE
UL7_05_VFD1 | UL7_05_VFD1_I3 | I3 |  | SPARE
UL7_05_VFD1 | UL7_05_VFD1_IO0 | IO0 |  | UL7_4_S2_PB | START PUSHBUTTON
UL7_05_VFD1 | UL7_05_VFD1_IO1 | IO1 |  | UL7_4_S2_PB_LT | START PUSHBUTTON LIGHT
UL7_05_VFD1 | UL7_05_VFD1_SI0 | SI0 |  | SPARE
UL7_05_VFD1 | UL7_05_VFD1_SI1 | SI1 |  | SPARE
UL7_05_VFD1 | UL7_05_VFD1_SI2 | SI2 |  | SPARE
UL7_05_VFD1 | UL7_05_VFD1_SI3 | SI3 |  | SPARE
UL7_05_VFD1 | UL7_05_VFD1_SO0 | SO0 |  | SPARE
UL7_06_VFD1 | UL7_06_VFD1_I0 | I0 |  | UL7_6_VFD1_DISC | DISCONNECT AUX
UL7_06_VFD1 | UL7_06_VFD1_I1 | I1 |  | UL7_6_ENC1 | ENCODER
UL7_06_VFD1 | UL7_06_VFD1_I2 | I2 |  | UL7_6_TPE1 | TRACKING PHOTOEYE
UL7_06_VFD1 | UL7_06_VFD1_I3 | I3 |  | SPARE
UL7_06_VFD1 | UL7_06_VFD1_IO0 | IO0 |  | UL7_9_S1_PB | START PUSHBUTTON
UL7_06_VFD1 | UL7_06_VFD1_IO1 | IO1 |  | UL7_9_S1_PB_LT | START PUSHBUTTON LIGHT
UL7_06_VFD1 | UL7_06_VFD1_SI0 | SI0 |  | SPARE
UL7_06_VFD1 | UL7_06_VFD1_SI1 | SI1 |  | SPARE
UL7_06_VFD1 | UL7_06_VFD1_SI2 | SI2 |  | SPARE
UL7_06_VFD1 | UL7_06_VFD1_SI3 | SI3 |  | SPARE
UL7_06_VFD1 | UL7_06_VFD1_SO0 | SO0 |  | SPARE
UL7_07_VFD1 | UL7_07_VFD1_I0 | I0 |  | UL7_7_VFD1_DISC | DISCONNECT AUX
UL7_07_VFD1 | UL7_07_VFD1_I1 | I1 |  | UL7_7_ENC1 | ENCODER
UL7_07_VFD1 | UL7_07_VFD1_I2 | I2 |  | UL7_7_TPE1 | TRACKING PHOTOEYE
UL7_07_VFD1 | UL7_07_VFD1_I3 | I3 |  | SPARE
UL7_07_VFD1 | UL7_07_VFD1_IO0 | IO0 |  | UL7_9_JR2_PB | JAM RESET PUSHBUTTON
UL7_07_VFD1 | UL7_07_VFD1_IO1 | IO1 |  | UL7_9_JR2_PB_LT | JAM RESET PUSHBUTTON LIGHT
UL7_07_VFD1 | UL7_07_VFD1_SI0 | SI0 |  | SPARE
UL7_07_VFD1 | UL7_07_VFD1_SI1 | SI1 |  | SPARE
UL7_07_VFD1 | UL7_07_VFD1_SI2 | SI2 |  | SPARE
UL7_07_VFD1 | UL7_07_VFD1_SI3 | SI3 |  | SPARE
UL7_07_VFD1 | UL7_07_VFD1_SO0 | SO0 |  | SPARE
UL7_08_VFD1 | UL7_08_VFD1_I0 | I0 |  | UL7_8_VFD1_DISC | DISCONNECT AUX
UL7_08_VFD1 | UL7_08_VFD1_I1 | I1 |  | UL7_8_ENC1 | ENCODER
UL7_08_VFD1 | UL7_08_VFD1_I2 | I2 |  | UL7_8_TPE1 | TRACKING PHOTOEYE
UL7_08_VFD1 | UL7_08_VFD1_I3 | I3 |  | SPARE
UL7_08_VFD1 | UL7_08_VFD1_IO0 | IO0 |  | UL7_9_JR1_PB | JAM RESET PUSHBUTTON
UL7_08_VFD1 | UL7_08_VFD1_IO1 | IO1 |  | UL7_9_JR1_PB_LT | JAM RESET PUSHBUTTON LIGHT
UL7_08_VFD1 | UL7_08_VFD1_SI0 | SI0 |  | SPARE
UL7_08_VFD1 | UL7_08_VFD1_SI1 | SI1 |  | SPARE
UL7_08_VFD1 | UL7_08_VFD1_SI2 | SI2 |  | SPARE
UL7_08_VFD1 | UL7_08_VFD1_SI3 | SI3 |  | SPARE
UL7_08_VFD1 | UL7_08_VFD1_SO0 | SO0 |  | SPARE
UL7_09_VFD1 | UL7_09_VFD1_I0 | I0 |  | UL7_9_VFD1_DISC | DISCONNECT AUX
UL7_09_VFD1 | UL7_09_VFD1_I1 | I1 |  | SPARE
UL7_09_VFD1 | UL7_09_VFD1_I2 | I2 |  | UL7_9_TPE1 | TRACKING PHOTOEYE
UL7_09_VFD1 | UL7_09_VFD1_I3 | I3 |  | UL7_9_TPE2 | TRACKING PHOTOEYE
UL7_09_VFD1 | UL7_09_VFD1_IO0 | IO0 |  | UL7_9_BCN1_A | AMBER BEACON LIGHT
UL7_09_VFD1 | UL7_09_VFD1_IO1 | IO1 |  | UL7_9_BCN1_R | RED BEACON LIGHT
UL7_09_VFD1 | UL7_09_VFD1_SI0 | SI0 |  | UL7_9_EPC1 | E-STOP PULLCORD
UL7_09_VFD1 | UL7_09_VFD1_SI1 | SI1 |  | UL7_9_EPC1_2 | E-STOP PULLCORD
UL7_09_VFD1 | UL7_09_VFD1_SI2 | SI2 |  | UL7_9_EPC2 | E-STOP PULLCORD
UL7_09_VFD1 | UL7_09_VFD1_SI3 | SI3 |  | UL7_9_EPC2_2 | E-STOP PULLCORD
UL7_09_VFD1 | UL7_09_VFD1_SO0 | SO0 |  | UL7_9_BCN2_R | RED BEACON LIGHT
UL7_10A_VFD1 | UL7_10A_VFD1_I0 | I0 |  | UL7_10A_VFD1_DISC | DISCONNECT AUX
UL7_10A_VFD1 | UL7_10A_VFD1_I1 | I1 |  | UL7_9_TPE4 | TRACKING PHOTOEYE
UL7_10A_VFD1 | UL7_10A_VFD1_I2 | I2 |  | UL7_9_TPE5 | TRACKING PHOTOEYE
UL7_10A_VFD1 | UL7_10A_VFD1_I3 | I3 |  | SPARE
UL7_10A_VFD1 | UL7_10A_VFD1_IO0 | IO0 |  | UL7_9_S2_PB | START PUSHBUTTON
UL7_10A_VFD1 | UL7_10A_VFD1_IO1 | IO1 |  | UL7_9_S2_PB_LT | START PUSHBUTTON LIGHT
UL7_10A_VFD1 | UL7_10A_VFD1_SI0 | SI0 |  | SPARE
UL7_10A_VFD1 | UL7_10A_VFD1_SI1 | SI1 |  | SPARE
UL7_10A_VFD1 | UL7_10A_VFD1_SI2 | SI2 |  | SPARE
UL7_10A_VFD1 | UL7_10A_VFD1_SI3 | SI3 |  | SPARE
UL7_10A_VFD1 | UL7_10A_VFD1_SO0 | SO0 |  | SPARE
UL7_10B_VFD1 | UL7_10B_VFD1_I0 | I0 |  | UL7_10B_VFD1_DISC | DISCONNECT AUX
UL7_10B_VFD1 | UL7_10B_VFD1_I1 | I1 |  | SPARE
UL7_10B_VFD1 | UL7_10B_VFD1_I2 | I2 |  | SPARE
UL7_10B_VFD1 | UL7_10B_VFD1_I3 | I3 |  | SPARE
UL7_10B_VFD1 | UL7_10B_VFD1_IO0 | IO0 |  | SPARE
UL7_10B_VFD1 | UL7_10B_VFD1_IO1 | IO1 |  | SPARE
UL7_10B_VFD1 | UL7_10B_VFD1_SI0 | SI0 |  | SPARE
UL7_10B_VFD1 | UL7_10B_VFD1_SI1 | SI1 |  | SPARE
UL7_10B_VFD1 | UL7_10B_VFD1_SI2 | SI2 |  | SPARE
UL7_10B_VFD1 | UL7_10B_VFD1_SI3 | SI3 |  | SPARE
UL7_10B_VFD1 | UL7_10B_VFD1_SO0 | SO0 |  | SPARE
UL7_11_VFD1 | UL7_11_VFD1_I0 | I0 |  | UL7_11_VFD1_DISC | DISCONNECT AUX
UL7_11_VFD1 | UL7_11_VFD1_I1 | I1 |  | SPARE
UL7_11_VFD1 | UL7_11_VFD1_I2 | I2 |  | UL7_11_TPE1 | TRACKING PHOTOEYE
UL7_11_VFD1 | UL7_11_VFD1_I3 | I3 |  | UL7_11_TPE2 | TRACKING PHOTOEYE
UL7_11_VFD1 | UL7_11_VFD1_IO0 | IO0 |  | SPARE
UL7_11_VFD1 | UL7_11_VFD1_IO1 | IO1 |  | SPARE
UL7_11_VFD1 | UL7_11_VFD1_SI0 | SI0 |  | SPARE
UL7_11_VFD1 | UL7_11_VFD1_SI1 | SI1 |  | SPARE
UL7_11_VFD1 | UL7_11_VFD1_SI2 | SI2 |  | SPARE
UL7_11_VFD1 | UL7_11_VFD1_SI3 | SI3 |  | SPARE
UL7_11_VFD1 | UL7_11_VFD1_SO0 | SO0 |  | SPARE
UL7_12_VFD1 | UL7_12_VFD1_I0 | I0 |  | UL7_12_VFD1_DISC | DISCONNECT AUX
UL7_12_VFD1 | UL7_12_VFD1_I1 | I1 |  | SPARE
UL7_12_VFD1 | UL7_12_VFD1_I2 | I2 |  | UL7_12_TPE1 | TRACKING PHOTOEYE
UL7_12_VFD1 | UL7_12_VFD1_I3 | I3 |  | SPARE
UL7_12_VFD1 | UL7_12_VFD1_IO0 | IO0 |  | SPARE
UL7_12_VFD1 | UL7_12_VFD1_IO1 | IO1 |  | SPARE
UL7_12_VFD1 | UL7_12_VFD1_SI0 | SI0 |  | SPARE
UL7_12_VFD1 | UL7_12_VFD1_SI1 | SI1 |  | SPARE
UL7_12_VFD1 | UL7_12_VFD1_SI2 | SI2 |  | SPARE
UL7_12_VFD1 | UL7_12_VFD1_SI3 | SI3 |  | SPARE
UL7_12_VFD1 | UL7_12_VFD1_SO0 | SO0 |  | SPARE
UL7_13_VFD1 | UL7_13_VFD1_I0 | I0 |  | UL7_13_VFD1_DISC | DISCONNECT AUX
UL7_13_VFD1 | UL7_13_VFD1_I1 | I1 |  | SPARE
UL7_13_VFD1 | UL7_13_VFD1_I2 | I2 |  | SPARE
UL7_13_VFD1 | UL7_13_VFD1_I3 | I3 |  | SPARE
UL7_13_VFD1 | UL7_13_VFD1_IO0 | IO0 |  | SPARE
UL7_13_VFD1 | UL7_13_VFD1_IO1 | IO1 |  | SPARE
UL7_13_VFD1 | UL7_13_VFD1_SI0 | SI0 |  | SPARE
UL7_13_VFD1 | UL7_13_VFD1_SI1 | SI1 |  | SPARE
UL7_13_VFD1 | UL7_13_VFD1_SI2 | SI2 |  | SPARE
UL7_13_VFD1 | UL7_13_VFD1_SI3 | SI3 |  | SPARE
UL7_13_VFD1 | UL7_13_VFD1_SO0 | SO0 |  | SPARE
UL8_01_VFD1 | UL8_01_VFD1_I0 | I0 |  | UL8_1_VFD1_DISC | DISCONNECT AUX
UL8_01_VFD1 | UL8_01_VFD1_I1 | I1 |  | SPARE
UL8_01_VFD1 | UL8_01_VFD1_I2 | I2 |  | UL8_1_TPE1 | TRACKING PHOTOEYE
UL8_01_VFD1 | UL8_01_VFD1_I3 | I3 |  | SPARE
UL8_01_VFD1 | UL8_01_VFD1_IO0 | IO0 |  | SPARE
UL8_01_VFD1 | UL8_01_VFD1_IO1 | IO1 |  | SPARE
UL8_01_VFD1 | UL8_01_VFD1_SI0 | SI0 |  | UL8_1_EPC1 | E-STOP PULLCORD
UL8_01_VFD1 | UL8_01_VFD1_SI1 | SI1 |  | UL8_1_EPC1_2 | E-STOP PULLCORD
UL8_01_VFD1 | UL8_01_VFD1_SI2 | SI2 |  | UL8_1_EPC2 | E-STOP PULLCORD
UL8_01_VFD1 | UL8_01_VFD1_SI3 | SI3 |  | UL8_1_EPC2_2 | E-STOP PULLCORD
UL8_01_VFD1 | UL8_01_VFD1_SO0 | SO0 |  | SPARE
UL8_02_FIO1 | UL8_02_FIO1_IO00 | IO00 |  | UL8_1_BCN1_R | RED BEACON LIGHT
UL8_02_FIO1 | UL8_02_FIO1_IO01 | IO01 |  | SPARE
UL8_02_FIO1 | UL8_02_FIO1_IO02 | IO02 |  | UL8_1_BCN2_R | RED BEACON LIGHT
UL8_02_FIO1 | UL8_02_FIO1_IO03 | IO03 |  | SPARE
UL8_02_FIO1 | UL8_02_FIO1_IO04 | IO04 |  | UL8_1_SS1_SPB | SS STATION START PUSHBUTTON
UL8_02_FIO1 | UL8_02_FIO1_IO05 | IO05 |  | SPARE
UL8_02_FIO1 | UL8_02_FIO1_IO06 | IO06 |  | UL8_1_SS1_STPB | SS STATION STOP PUSHBUTTON
UL8_02_FIO1 | UL8_02_FIO1_IO07 | IO07 |  | UL8_1_SS1_STPB_LT | SS STATION STOP PUSHBUTTON LIGHT
UL8_02_FIO1 | UL8_02_FIO1_IO08 | IO08 |  | UL8_2_LPE1 | LASEREYE
UL8_02_FIO1 | UL8_02_FIO1_IO09 | IO09 |  | SPARE
UL8_02_FIO1 | UL8_02_FIO1_IO10 | IO10 |  | UL8_2_LPE2 | LASEREYE
UL8_02_FIO1 | UL8_02_FIO1_IO11 | IO11 |  | SPARE
UL8_02_FIO1 | UL8_02_FIO1_IO12 | IO12 |  | SPARE
UL8_02_FIO1 | UL8_02_FIO1_IO13 | IO13 |  | SPARE
UL8_02_FIO1 | UL8_02_FIO1_IO14 | IO14 |  | SPARE
UL8_02_FIO1 | UL8_02_FIO1_IO15 | IO15 |  | SPARE
UL8_02_VFD1 | UL8_02_VFD1_I0 | I0 |  | UL8_2_VFD1_DISC | DISCONNECT AUX
UL8_02_VFD1 | UL8_02_VFD1_I1 | I1 |  | SPARE
UL8_02_VFD1 | UL8_02_VFD1_I2 | I2 |  | UL8_2_TPE1 | TRACKING PHOTOEYE
UL8_02_VFD1 | UL8_02_VFD1_I3 | I3 |  | UL8_2_TPE2 | TRACKING PHOTOEYE
UL8_02_VFD1 | UL8_02_VFD1_IO0 | IO0 |  | SPARE
UL8_02_VFD1 | UL8_02_VFD1_IO1 | IO1 |  | SPARE
UL8_02_VFD1 | UL8_02_VFD1_SI0 | SI0 |  | SPARE
UL8_02_VFD1 | UL8_02_VFD1_SI1 | SI1 |  | SPARE
UL8_02_VFD1 | UL8_02_VFD1_SI2 | SI2 |  | SPARE
UL8_02_VFD1 | UL8_02_VFD1_SI3 | SI3 |  | SPARE
UL8_02_VFD1 | UL8_02_VFD1_SO0 | SO0 |  | SPARE
UL8_03_VFD1 | UL8_03_VFD1_I0 | I0 |  | UL8_3_VFD1_DISC | DISCONNECT AUX
UL8_03_VFD1 | UL8_03_VFD1_I1 | I1 |  | UL8_3_ENC1 | ENCODER
UL8_03_VFD1 | UL8_03_VFD1_I2 | I2 |  | UL8_3_TPE1 | TRACKING PHOTOEYE
UL8_03_VFD1 | UL8_03_VFD1_I3 | I3 |  | SPARE
UL8_03_VFD1 | UL8_03_VFD1_IO0 | IO0 |  | UL8_3_BCN1_R | RED BEACON LIGHT
UL8_03_VFD1 | UL8_03_VFD1_IO1 | IO1 |  | UL8_3_BCN2_R | RED BEACON LIGHT
UL8_03_VFD1 | UL8_03_VFD1_SI0 | SI0 |  | UL8_3_EPC1 | E-STOP PULLCORD
UL8_03_VFD1 | UL8_03_VFD1_SI1 | SI1 |  | UL8_3_EPC1_2 | E-STOP PULLCORD
UL8_03_VFD1 | UL8_03_VFD1_SI2 | SI2 |  | UL8_3_EPC2 | E-STOP PULLCORD
UL8_03_VFD1 | UL8_03_VFD1_SI3 | SI3 |  | UL8_3_EPC2_2 | E-STOP PULLCORD
UL8_03_VFD1 | UL8_03_VFD1_SO0 | SO0 |  | SPARE
UL8_04_VFD1 | UL8_04_VFD1_I0 | I0 |  | UL8_4_VFD1_DISC | DISCONNECT AUX
UL8_04_VFD1 | UL8_04_VFD1_I1 | I1 |  | UL8_4_ENC1 | ENCODER
UL8_04_VFD1 | UL8_04_VFD1_I2 | I2 |  | SPARE
UL8_04_VFD1 | UL8_04_VFD1_I3 | I3 |  | SPARE
UL8_04_VFD1 | UL8_04_VFD1_IO0 | IO0 |  | UL8_3_S1_PB | START PUSHBUTTON
UL8_04_VFD1 | UL8_04_VFD1_IO1 | IO1 |  | UL8_3_S1_PB_LT | START PUSHBUTTON LIGHT
UL8_04_VFD1 | UL8_04_VFD1_SI0 | SI0 |  | SPARE
UL8_04_VFD1 | UL8_04_VFD1_SI1 | SI1 |  | SPARE
UL8_04_VFD1 | UL8_04_VFD1_SI2 | SI2 |  | SPARE
UL8_04_VFD1 | UL8_04_VFD1_SI3 | SI3 |  | SPARE
UL8_04_VFD1 | UL8_04_VFD1_SO0 | SO0 |  | SPARE
UL8_05_VFD1 | UL8_05_VFD1_I0 | I0 |  | UL8_5_VFD1_DISC | DISCONNECT AUX
UL8_05_VFD1 | UL8_05_VFD1_I1 | I1 |  | UL8_5_ENC1 | ENCODER
UL8_05_VFD1 | UL8_05_VFD1_I2 | I2 |  | UL8_5_TPE1 | TRACKING PHOTOEYE
UL8_05_VFD1 | UL8_05_VFD1_I3 | I3 |  | UL8_5_TPE2 | TRACKING PHOTOEYE
UL8_05_VFD1 | UL8_05_VFD1_IO0 | IO0 |  | UL8_3_S2_PB | START PUSHBUTTON
UL8_05_VFD1 | UL8_05_VFD1_IO1 | IO1 |  | UL8_3_S2_PB_LT | START PUSHBUTTON LIGHT
UL8_05_VFD1 | UL8_05_VFD1_SI0 | SI0 |  | SPARE
UL8_05_VFD1 | UL8_05_VFD1_SI1 | SI1 |  | SPARE
UL8_05_VFD1 | UL8_05_VFD1_SI2 | SI2 |  | SPARE
UL8_05_VFD1 | UL8_05_VFD1_SI3 | SI3 |  | SPARE
UL8_05_VFD1 | UL8_05_VFD1_SO0 | SO0 |  | SPARE
UL8_06_VFD1 | UL8_06_VFD1_I0 | I0 |  | UL8_6_VFD1_DISC | DISCONNECT AUX
UL8_06_VFD1 | UL8_06_VFD1_I1 | I1 |  | UL8_6_ENC1 | ENCODER
UL8_06_VFD1 | UL8_06_VFD1_I2 | I2 |  | UL8_6_TPE1 | TRACKING PHOTOEYE
UL8_06_VFD1 | UL8_06_VFD1_I3 | I3 |  | SPARE
UL8_06_VFD1 | UL8_06_VFD1_IO0 | IO0 |  | SPARE
UL8_06_VFD1 | UL8_06_VFD1_IO1 | IO1 |  | SPARE
UL8_06_VFD1 | UL8_06_VFD1_SI0 | SI0 |  | SPARE
UL8_06_VFD1 | UL8_06_VFD1_SI1 | SI1 |  | SPARE
UL8_06_VFD1 | UL8_06_VFD1_SI2 | SI2 |  | SPARE
UL8_06_VFD1 | UL8_06_VFD1_SI3 | SI3 |  | SPARE
UL8_06_VFD1 | UL8_06_VFD1_SO0 | SO0 |  | SPARE
UL8_07_VFD1 | UL8_07_VFD1_I0 | I0 |  | UL8_7_VFD1_DISC | DISCONNECT AUX
UL8_07_VFD1 | UL8_07_VFD1_I1 | I1 |  | UL8_7_ENC1 | ENCODER
UL8_07_VFD1 | UL8_07_VFD1_I2 | I2 |  | UL8_7_TPE1 | TRACKING PHOTOEYE
UL8_07_VFD1 | UL8_07_VFD1_I3 | I3 |  | SPARE
UL8_07_VFD1 | UL8_07_VFD1_IO0 | IO0 |  | SPARE
UL8_07_VFD1 | UL8_07_VFD1_IO1 | IO1 |  | SPARE
UL8_07_VFD1 | UL8_07_VFD1_SI0 | SI0 |  | SPARE
UL8_07_VFD1 | UL8_07_VFD1_SI1 | SI1 |  | SPARE
UL8_07_VFD1 | UL8_07_VFD1_SI2 | SI2 |  | SPARE
UL8_07_VFD1 | UL8_07_VFD1_SI3 | SI3 |  | SPARE
UL8_07_VFD1 | UL8_07_VFD1_SO0 | SO0 |  | SPARE
UL8_08_VFD1 | UL8_08_VFD1_I0 | I0 |  | UL8_8_VFD1_DISC | DISCONNECT AUX
UL8_08_VFD1 | UL8_08_VFD1_I1 | I1 |  | UL8_8_ENC1 | ENCODER
UL8_08_VFD1 | UL8_08_VFD1_I2 | I2 |  | UL8_8_TPE1 | TRACKING PHOTOEYE
UL8_08_VFD1 | UL8_08_VFD1_I3 | I3 |  | SPARE
UL8_08_VFD1 | UL8_08_VFD1_IO0 | IO0 |  | SPARE
UL8_08_VFD1 | UL8_08_VFD1_IO1 | IO1 |  | SPARE
UL8_08_VFD1 | UL8_08_VFD1_SI0 | SI0 |  | SPARE
UL8_08_VFD1 | UL8_08_VFD1_SI1 | SI1 |  | SPARE
UL8_08_VFD1 | UL8_08_VFD1_SI2 | SI2 |  | SPARE
UL8_08_VFD1 | UL8_08_VFD1_SI3 | SI3 |  | SPARE
UL8_08_VFD1 | UL8_08_VFD1_SO0 | SO0 |  | SPARE
UL8_09_VFD1 | UL8_09_VFD1_I0 | I0 |  | UL8_9_VFD1_DISC | DISCONNECT AUX
UL8_09_VFD1 | UL8_09_VFD1_I1 | I1 |  | SPARE
UL8_09_VFD1 | UL8_09_VFD1_I2 | I2 |  | SPARE
UL8_09_VFD1 | UL8_09_VFD1_I3 | I3 |  | SPARE
UL8_09_VFD1 | UL8_09_VFD1_IO0 | IO0 |  | SPARE
UL8_09_VFD1 | UL8_09_VFD1_IO1 | IO1 |  | SPARE
UL8_09_VFD1 | UL8_09_VFD1_SI0 | SI0 |  | SPARE
UL8_09_VFD1 | UL8_09_VFD1_SI1 | SI1 |  | SPARE
UL8_09_VFD1 | UL8_09_VFD1_SI2 | SI2 |  | SPARE
UL8_09_VFD1 | UL8_09_VFD1_SI3 | SI3 |  | SPARE
UL8_09_VFD1 | UL8_09_VFD1_SO0 | SO0 |  | SPARE
UL9_03_FIO1 | UL9_03_FIO1_IO00 | IO00 |  | UL9_3_BCN1_R | RED BEACON LIGHT
UL9_03_FIO1 | UL9_03_FIO1_IO01 | IO01 |  | SPARE
UL9_03_FIO1 | UL9_03_FIO1_IO02 | IO02 |  | UL9_3_BCN2_R | RED BEACON LIGHT
UL9_03_FIO1 | UL9_03_FIO1_IO03 | IO03 |  | SPARE
UL9_03_FIO1 | UL9_03_FIO1_IO04 | IO04 |  | UL9_3_LPE1 | LASEREYE
UL9_03_FIO1 | UL9_03_FIO1_IO05 | IO05 |  | SPARE
UL9_03_FIO1 | UL9_03_FIO1_IO06 | IO06 |  | UL9_3_LPE2 | LASEREYE
UL9_03_FIO1 | UL9_03_FIO1_IO07 | IO07 |  | SPARE
UL9_03_FIO1 | UL9_03_FIO1_IO08 | IO08 |  | UL9_3_S1_PB | START PUSHBUTTON
UL9_03_FIO1 | UL9_03_FIO1_IO09 | IO09 |  | UL9_3_S1_PB_LT | START PUSHBUTTON LIGHT
UL9_03_FIO1 | UL9_03_FIO1_IO10 | IO10 |  | UL9_3_S2_PB | START PUSHBUTTON
UL9_03_FIO1 | UL9_03_FIO1_IO11 | IO11 |  | UL9_3_S2_PB_LT | START PUSHBUTTON LIGHT
UL9_03_FIO1 | UL9_03_FIO1_IO12 | IO12 |  | SPARE
UL9_03_FIO1 | UL9_03_FIO1_IO13 | IO13 |  | SPARE
UL9_03_FIO1 | UL9_03_FIO1_IO14 | IO14 |  | SPARE
UL9_03_FIO1 | UL9_03_FIO1_IO15 | IO15 |  | SPARE
UL9_03_VFD1 | UL9_03_VFD1_I0 | I0 |  | UL9_3_VFD1_DISC | DISCONNECT AUX
UL9_03_VFD1 | UL9_03_VFD1_I1 | I1 |  | UL9_3_ENC1 | ENCODER
UL9_03_VFD1 | UL9_03_VFD1_I2 | I2 |  | UL9_3_TPE1 | TRACKING PHOTOEYE
UL9_03_VFD1 | UL9_03_VFD1_I3 | I3 |  | UL9_3_TPE2 | TRACKING PHOTOEYE
UL9_03_VFD1 | UL9_03_VFD1_IO0 | IO0 |  | SPARE
UL9_03_VFD1 | UL9_03_VFD1_IO1 | IO1 |  | SPARE
UL9_03_VFD1 | UL9_03_VFD1_SI0 | SI0 |  | UL9_3_EPC1 | E-STOP PULLCORD
UL9_03_VFD1 | UL9_03_VFD1_SI1 | SI1 |  | UL9_3_EPC1_2 | E-STOP PULLCORD
UL9_03_VFD1 | UL9_03_VFD1_SI2 | SI2 |  | UL9_3_EPC2 | E-STOP PULLCORD
UL9_03_VFD1 | UL9_03_VFD1_SI3 | SI3 |  | UL9_3_EPC2_2 | E-STOP PULLCORD
UL9_03_VFD1 | UL9_03_VFD1_SO0 | SO0 |  | SPARE
UL9_04_VFD1 | UL9_04_VFD1_I0 | I0 |  | UL9_4_VFD1_DISC | DISCONNECT AUX
UL9_04_VFD1 | UL9_04_VFD1_I1 | I1 |  | UL9_4_ENC1 | ENCODER
UL9_04_VFD1 | UL9_04_VFD1_I2 | I2 |  | UL9_4_TPE1 | TRACKING PHOTOEYE
UL9_04_VFD1 | UL9_04_VFD1_I3 | I3 |  | SPARE
UL9_04_VFD1 | UL9_04_VFD1_IO0 | IO0 |  | UL9_4_BCN1_R | RED BEACON LIGHT
UL9_04_VFD1 | UL9_04_VFD1_IO1 | IO1 |  | UL9_4_BCN2_R | RED BEACON LIGHT
UL9_04_VFD1 | UL9_04_VFD1_SI0 | SI0 |  | UL9_4_EPC1 | E-STOP PULLCORD
UL9_04_VFD1 | UL9_04_VFD1_SI1 | SI1 |  | UL9_4_EPC1_2 | E-STOP PULLCORD
UL9_04_VFD1 | UL9_04_VFD1_SI2 | SI2 |  | UL9_4_EPC2 | E-STOP PULLCORD
UL9_04_VFD1 | UL9_04_VFD1_SI3 | SI3 |  | UL9_4_EPC2_2 | E-STOP PULLCORD
UL9_04_VFD1 | UL9_04_VFD1_SO0 | SO0 |  | SPARE
UL9_05_VFD1 | UL9_05_VFD1_I0 | I0 |  | UL9_5_VFD1_DISC | DISCONNECT AUX
UL9_05_VFD1 | UL9_05_VFD1_I1 | I1 |  | UL9_5_ENC1 | ENCODER
UL9_05_VFD1 | UL9_05_VFD1_I2 | I2 |  | SPARE
UL9_05_VFD1 | UL9_05_VFD1_I3 | I3 |  | SPARE
UL9_05_VFD1 | UL9_05_VFD1_IO0 | IO0 |  | UL9_4_S1_PB | START PUSHBUTTON
UL9_05_VFD1 | UL9_05_VFD1_IO1 | IO1 |  | UL9_4_S1_PB_LT | START PUSHBUTTON LIGHT
UL9_05_VFD1 | UL9_05_VFD1_SI0 | SI0 |  | SPARE
UL9_05_VFD1 | UL9_05_VFD1_SI1 | SI1 |  | SPARE
UL9_05_VFD1 | UL9_05_VFD1_SI2 | SI2 |  | SPARE
UL9_05_VFD1 | UL9_05_VFD1_SI3 | SI3 |  | SPARE
UL9_05_VFD1 | UL9_05_VFD1_SO0 | SO0 |  | SPARE
UL9_06_VFD1 | UL9_06_VFD1_I0 | I0 |  | UL9_6_VFD1_DISC | DISCONNECT AUX
UL9_06_VFD1 | UL9_06_VFD1_I1 | I1 |  | UL9_6_ENC1 | ENCODER
UL9_06_VFD1 | UL9_06_VFD1_I2 | I2 |  | UL9_6_TPE1 | TRACKING PHOTOEYE
UL9_06_VFD1 | UL9_06_VFD1_I3 | I3 |  | UL9_6_TPE2 | TRACKING PHOTOEYE
UL9_06_VFD1 | UL9_06_VFD1_IO0 | IO0 |  | UL9_4_S2_PB | START PUSHBUTTON
UL9_06_VFD1 | UL9_06_VFD1_IO1 | IO1 |  | UL9_4_S2_PB_LT | START PUSHBUTTON LIGHT
UL9_06_VFD1 | UL9_06_VFD1_SI0 | SI0 |  | SPARE
UL9_06_VFD1 | UL9_06_VFD1_SI1 | SI1 |  | SPARE
UL9_06_VFD1 | UL9_06_VFD1_SI2 | SI2 |  | SPARE
UL9_06_VFD1 | UL9_06_VFD1_SI3 | SI3 |  | SPARE
UL9_06_VFD1 | UL9_06_VFD1_SO0 | SO0 |  | SPARE
UL9_07_VFD1 | UL9_07_VFD1_I0 | I0 |  | UL9_7_VFD1_DISC | DISCONNECT AUX
UL9_07_VFD1 | UL9_07_VFD1_I1 | I1 |  | UL9_7_ENC1 | ENCODER
UL9_07_VFD1 | UL9_07_VFD1_I2 | I2 |  | UL9_7_TPE1 | TRACKING PHOTOEYE
UL9_07_VFD1 | UL9_07_VFD1_I3 | I3 |  | SPARE
UL9_07_VFD1 | UL9_07_VFD1_IO0 | IO0 |  | SPARE
UL9_07_VFD1 | UL9_07_VFD1_IO1 | IO1 |  | SPARE
UL9_07_VFD1 | UL9_07_VFD1_SI0 | SI0 |  | SPARE
UL9_07_VFD1 | UL9_07_VFD1_SI1 | SI1 |  | SPARE
UL9_07_VFD1 | UL9_07_VFD1_SI2 | SI2 |  | SPARE
UL9_07_VFD1 | UL9_07_VFD1_SI3 | SI3 |  | SPARE
UL9_07_VFD1 | UL9_07_VFD1_SO0 | SO0 |  | SPARE
UL9_08_VFD1 | UL9_08_VFD1_I0 | I0 |  | UL9_8_VFD1_DISC | DISCONNECT AUX
UL9_08_VFD1 | UL9_08_VFD1_I1 | I1 |  | UL9_8_ENC1 | ENCODER
UL9_08_VFD1 | UL9_08_VFD1_I2 | I2 |  | UL9_8_TPE1 | TRACKING PHOTOEYE
UL9_08_VFD1 | UL9_08_VFD1_I3 | I3 |  | SPARE
UL9_08_VFD1 | UL9_08_VFD1_IO0 | IO0 |  | SPARE
UL9_08_VFD1 | UL9_08_VFD1_IO1 | IO1 |  | SPARE
UL9_08_VFD1 | UL9_08_VFD1_SI0 | SI0 |  | SPARE
UL9_08_VFD1 | UL9_08_VFD1_SI1 | SI1 |  | SPARE
UL9_08_VFD1 | UL9_08_VFD1_SI2 | SI2 |  | SPARE
UL9_08_VFD1 | UL9_08_VFD1_SI3 | SI3 |  | SPARE
UL9_08_VFD1 | UL9_08_VFD1_SO0 | SO0 |  | SPARE
UL9_09_VFD1 | UL9_09_VFD1_I0 | I0 |  | UL9_9_VFD1_DISC | DISCONNECT AUX
UL9_09_VFD1 | UL9_09_VFD1_I1 | I1 |  | UL9_9_ENC1 | ENCODER
UL9_09_VFD1 | UL9_09_VFD1_I2 | I2 |  | UL9_9_TPE1 | TRACKING PHOTOEYE
UL9_09_VFD1 | UL9_09_VFD1_I3 | I3 |  | SPARE
UL9_09_VFD1 | UL9_09_VFD1_IO0 | IO0 |  | SPARE
UL9_09_VFD1 | UL9_09_VFD1_IO1 | IO1 |  | SPARE
UL9_09_VFD1 | UL9_09_VFD1_SI0 | SI0 |  | SPARE
UL9_09_VFD1 | UL9_09_VFD1_SI1 | SI1 |  | SPARE
UL9_09_VFD1 | UL9_09_VFD1_SI2 | SI2 |  | SPARE
UL9_09_VFD1 | UL9_09_VFD1_SI3 | SI3 |  | SPARE
UL9_09_VFD1 | UL9_09_VFD1_SO0 | SO0 |  | SPARE
UL9_10_VFD1 | UL9_10_VFD1_I0 | I0 |  | UL9_10_VFD1_DISC | DISCONNECT AUX
UL9_10_VFD1 | UL9_10_VFD1_I1 | I1 |  | UL9_10_ENC1 | ENCODER
UL9_10_VFD1 | UL9_10_VFD1_I2 | I2 |  | UL9_10_TPE1 | TRACKING PHOTOEYE
UL9_10_VFD1 | UL9_10_VFD1_I3 | I3 |  | SPARE
UL9_10_VFD1 | UL9_10_VFD1_IO0 | IO0 |  | SPARE
UL9_10_VFD1 | UL9_10_VFD1_IO1 | IO1 |  | SPARE
UL9_10_VFD1 | UL9_10_VFD1_SI0 | SI0 |  | SPARE
UL9_10_VFD1 | UL9_10_VFD1_SI1 | SI1 |  | SPARE
UL9_10_VFD1 | UL9_10_VFD1_SI2 | SI2 |  | SPARE
UL9_10_VFD1 | UL9_10_VFD1_SI3 | SI3 |  | SPARE
UL9_10_VFD1 | UL9_10_VFD1_SO0 | SO0 |  | SPARE
UL9_11_VFD1 | UL9_11_VFD1_I0 | I0 |  | UL9_11_VFD1_DISC | DISCONNECT AUX
UL9_11_VFD1 | UL9_11_VFD1_I1 | I1 |  | SPARE
UL9_11_VFD1 | UL9_11_VFD1_I2 | I2 |  | SPARE
UL9_11_VFD1 | UL9_11_VFD1_I3 | I3 |  | SPARE
UL9_11_VFD1 | UL9_11_VFD1_IO0 | IO0 |  | SPARE
UL9_11_VFD1 | UL9_11_VFD1_IO1 | IO1 |  | SPARE
UL9_11_VFD1 | UL9_11_VFD1_SI0 | SI0 |  | SPARE
UL9_11_VFD1 | UL9_11_VFD1_SI1 | SI1 |  | SPARE
UL9_11_VFD1 | UL9_11_VFD1_SI2 | SI2 |  | SPARE
UL9_11_VFD1 | UL9_11_VFD1_SI3 | SI3 |  | SPARE
UL9_11_VFD1 | UL9_11_VFD1_SO0 | SO0 |  | SPARE

## Sheet2
PS1_01_VFD1 | 600 | Unnamed: 2 | PS4_02_VFD1
PS1_02_VFD1 |  |  | PS4_03_VFD1
PS1_03_VFD1 |  |  | PS4_04_VFD1
PS1_04_VFD1 |  |  | PS4_05_VFD1
PS1_05_VFD1 | 601 |  | PS4_02_VFD1
PS2_01_VFD1 |  |  | PS4_03_VFD1
PS2_02_VFD1 |  |  | PS4_04_VFD1
PS2_03_VFD1 |  |  | PS4_05_VFD1
PS2_04_VFD1 | 602 |  | PS4_02_VFD1
PS2_05_VFD1 |  |  | PS4_03_VFD1
PS2_06_VFD1 |  |  | PS4_04_VFD1
PS3_01_VFD1 |  |  | PS4_05_VFD1
PS3_02_VFD1 | 603 |  | PS4_02_VFD1
PS3_03_VFD1 |  |  | PS4_03_VFD1
PS3_04_VFD1 |  |  | PS4_04_VFD1
PS3_05_VFD1 |  |  | PS4_05_VFD1
PS3_06_VFD1 | 604 |  | PS4_02_VFD1
PS3_07_VFD1 |  |  | PS4_03_VFD1
PS3_08_VFD1 |  |  | PS4_04_VFD1
PS3_09_VFD1 |  |  | PS4_05_VFD1
PS3_10_VFD1 | 605 |  | PS4_02_VFD1
PS3_11_VFD1 |  |  | PS4_03_VFD1
PS3_12_VFD1 |  |  | PS4_04_VFD1
PS4_01_VFD1 |  |  | PS4_05_VFD1
PS4_02_VFD1 | 606 |  | PS4_02_VFD1
PS4_03_VFD1 |  |  | PS4_03_VFD1
PS4_04_VFD1 |  |  | PS4_04_VFD1
PS4_05_VFD1 |  |  | PS4_05_VFD1
PS4_06_VFD1 | 607 |  | PS4_02_VFD1
PS4_07_VFD1 |  |  | PS4_03_VFD1
PS4_08_VFD1 |  |  | PS4_04_VFD1
PS4_09_VFD1 |  |  | PS4_05_VFD1
PS4_10_VFD1 | 608 |  | PS4_02_VFD1
PS4_11_VFD1 |  |  | PS4_03_VFD1
PS4_12_VFD1 |  |  | PS4_04_VFD1
PS4_13_VFD1 |  |  | PS4_05_VFD1
PS4_14_VFD1 | 609 |  | PS4_02_VFD1
UL1_03_FIO1 |  |  | PS4_03_VFD1
UL1_03_VFD1 |  |  | PS4_04_VFD1
UL1_04_VFD1 |  |  | PS4_05_VFD1
UL1_05_VFD1 | 610 |  | PS4_02_VFD1
UL1_06_VFD1 |  |  | PS4_03_VFD1
UL1_07_VFD1 |  |  | PS4_04_VFD1
UL1_08_VFD1 |  |  | PS4_05_VFD1
UL1_09_VFD1 | 611 |  | PS4_02_VFD1
UL1_10A_VFD1 |  |  | PS4_03_VFD1
UL1_10B_VFD1 |  |  | PS4_04_VFD1
UL1_11_VFD1 |  |  | PS4_05_VFD1
UL1_12_VFD1 | 612 |  | PS4_02_VFD1
UL1_13_VFD1 |  |  | PS4_03_VFD1
UL10_01_VFD1 |  |  | PS4_04_VFD1
UL10_02_FIO1 |  |  | PS4_05_VFD1
UL10_02_VFD1 | 613 |  | PS4_02_VFD1
UL10_03_VFD1 |  |  | PS4_03_VFD1
UL10_04_VFD1 |  |  | PS4_04_VFD1
UL10_05_VFD1 |  |  | PS4_05_VFD1
UL10_06_VFD1 | 614 |  | PS4_02_VFD1
UL10_07_VFD1 |  |  | PS4_03_VFD1
UL10_08_VFD1 |  |  | PS4_04_VFD1
UL10_09_VFD1 |  |  | PS4_05_VFD1
UL10_10_VFD1 | 615 |  | PS4_02_VFD1
UL11_03_FIO1 |  |  | PS4_03_VFD1
UL11_03_VFD1 |  |  | PS4_04_VFD1
UL11_04_VFD1 |  |  | PS4_05_VFD1
UL11_05_VFD1 | 616 |  | PS4_02_VFD1
UL11_06_VFD1 |  |  | PS4_03_VFD1
UL11_07_VFD1 |  |  | PS4_04_VFD1
UL11_08_VFD1 |  |  | PS4_05_VFD1
UL11_09_VFD1 | 617 |  | PS4_02_VFD1
UL11_10_VFD1 |  |  | PS4_03_VFD1
UL11_11A_VFD1 |  |  | PS4_04_VFD1
UL11_11B_VFD1 |  |  | PS4_05_VFD1
UL11_12_VFD1 | 618 |  | PS4_02_VFD1
UL11_13_VFD1 |  |  | PS4_03_VFD1
UL11_14_VFD1 |  |  | PS4_04_VFD1
UL12_03_FIO1 |  |  | PS4_05_VFD1
UL12_03_VFD1 | 619 |  | PS4_02_VFD1
UL12_04_VFD1 |  |  | PS4_03_VFD1
UL12_05_VFD1 |  |  | PS4_04_VFD1
UL12_06_VFD1 |  |  | PS4_05_VFD1
UL12_07_VFD1 | 620 |  | PS4_02_VFD1
UL12_08_VFD1 |  |  | PS4_03_VFD1
UL12_09_VFD1 |  |  | PS4_04_VFD1
UL12_10_VFD1 |  |  | PS4_05_VFD1
UL2_03_FIO1 | 621 |  | PS4_02_VFD1
UL2_03_VFD1 |  |  | PS4_03_VFD1
UL2_04_VFD1 |  |  | PS4_04_VFD1
UL2_05_VFD1 |  |  | PS4_05_VFD1
UL2_06_VFD1 | 622 |  | PS4_02_VFD1
UL2_07_VFD1 |  |  | PS4_03_VFD1
UL2_08_VFD1 |  |  | PS4_04_VFD1
UL2_09_VFD1 |  |  | PS4_05_VFD1
UL2_10_VFD1 | 623 |  | PS4_02_VFD1
UL3_01_VFD1 |  |  | PS4_03_VFD1
UL3_02_FIO1 |  |  | PS4_04_VFD1
UL3_02_VFD1 |  |  | PS4_05_VFD1
UL3_03_VFD1 | 624 |  | PS4_02_VFD1
UL3_04_VFD1 |  |  | PS4_03_VFD1
UL3_05_VFD1 |  |  | PS4_04_VFD1
UL3_06_VFD1 |  |  | PS4_05_VFD1
UL3_07_VFD1 | 625 |  | PS4_02_VFD1
UL3_08_VFD1 |  |  | PS4_03_VFD1
UL3_09_VFD1 |  |  | PS4_04_VFD1
UL4_03_FIO1 |  |  | PS4_05_VFD1
UL4_03_VFD1 | 626 |  | PS4_02_VFD1
UL4_04_VFD1 |  |  | PS4_03_VFD1
UL4_05_VFD1 |  |  | PS4_04_VFD1
UL4_06_VFD1 |  |  | PS4_05_VFD1
UL4_07_VFD1 | 627 |  | PS4_02_VFD1
UL4_08_VFD1 |  |  | PS4_03_VFD1
UL4_09_VFD1 |  |  | PS4_04_VFD1
UL4_10A_VFD1 |  |  | PS4_05_VFD1
UL4_10B_VFD1 | 628 |  | PS4_02_VFD1
UL4_11_VFD1 |  |  | PS4_03_VFD1
UL4_12_VFD1 |  |  | PS4_04_VFD1
UL4_13_VFD1 |  |  | PS4_05_VFD1
UL5_03_FIO1 | 629 |  | PS4_02_VFD1
UL5_03_VFD1 |  |  | PS4_03_VFD1
UL5_04_VFD1 |  |  | PS4_04_VFD1
UL5_05_VFD1 |  |  | PS4_05_VFD1
UL5_06_VFD1 | 630 |  | PS4_02_VFD1
UL5_07_VFD1 |  |  | PS4_03_VFD1
UL5_08_VFD1 |  |  | PS4_04_VFD1
UL5_09_VFD1 |  |  | PS4_05_VFD1
UL5_10_VFD1 | 631 |  | PS4_02_VFD1
UL6_01_VFD1 |  |  | PS4_03_VFD1
UL6_02_FIO1 |  |  | PS4_04_VFD1
UL6_02_VFD1 |  |  | PS4_05_VFD1
UL6_03_VFD1 | 632 |  | PS4_02_VFD1
UL6_04_VFD1 |  |  | PS4_03_VFD1
UL6_05_VFD1 |  |  | PS4_04_VFD1
UL6_06_VFD1 |  |  | PS4_05_VFD1
UL6_07_VFD1 | 633 |  | PS4_02_VFD1
UL6_08_VFD1 |  |  | PS4_03_VFD1
UL6_09_VFD1 |  |  | PS4_04_VFD1
UL7_03_FIO1 |  |  | PS4_05_VFD1
UL7_03_VFD1 | 634 |  | PS4_02_VFD1
UL7_04_VFD1 |  |  | PS4_03_VFD1
UL7_05_VFD1 |  |  | PS4_04_VFD1
UL7_06_VFD1 |  |  | PS4_05_VFD1
UL7_07_VFD1 | 635 |  | PS4_02_VFD1
UL7_08_VFD1 |  |  | PS4_03_VFD1
UL7_09_VFD1 |  |  | PS4_04_VFD1
UL7_10A_VFD1 |  |  | PS4_05_VFD1
UL7_10B_VFD1 | 636 |  | PS4_02_VFD1
UL7_11_VFD1 |  |  | PS4_03_VFD1
UL7_12_VFD1 |  |  | PS4_04_VFD1
UL7_13_VFD1 |  |  | PS4_05_VFD1
UL8_01_VFD1 | 637 |  | PS4_02_VFD1
UL8_02_FIO1 |  |  | PS4_03_VFD1
UL8_02_VFD1 |  |  | PS4_04_VFD1
UL8_03_VFD1 |  |  | PS4_05_VFD1
UL8_04_VFD1 | 638 |  | PS4_02_VFD1
UL8_05_VFD1 |  |  | PS4_03_VFD1
UL8_06_VFD1 |  |  | PS4_04_VFD1
UL8_07_VFD1 |  |  | PS4_05_VFD1
UL8_08_VFD1 | 639 |  | PS4_02_VFD1
UL8_09_VFD1 |  |  | PS4_03_VFD1
UL9_03_FIO1 |  |  | PS4_04_VFD1
UL9_03_VFD1 |  |  | PS4_05_VFD1
UL9_04_VFD1 | 640 |  | PS4_02_VFD1
UL9_05_VFD1 |  |  | PS4_03_VFD1
UL9_06_VFD1 |  |  | PS4_04_VFD1
UL9_07_VFD1 |  |  | PS4_05_VFD1
UL9_08_VFD1 | 641 |  | PS4_02_VFD1
UL9_09_VFD1 |  |  | PS4_03_VFD1
UL9_10_VFD1 |  |  | PS4_04_VFD1
UL9_11_VFD1 |  |  | PS4_05_VFD1

## MCM01_DESC_V2
TAGNAME | TERM | DESCA | DESCB | Unnamed: 4 | CONTROLLERS | Unnamed: 6 | Unnamed: 7 | Unnamed: 8
PS1_01_VFD1 | I0 | PS1_1_VFD1_DISC | DISCONNECT AUX |  | PS1_01_VFD1
PS1_01_VFD1 | I1 | SPARE |  |  | PS1_02_VFD1
PS1_01_VFD1 | I2 | SPARE |  |  | PS1_03_VFD1
PS1_01_VFD1 | I3 | SPARE |  |  | PS1_04_VFD1
PS1_01_VFD1 | IO0 | PS1_1_S1_PB | START PUSHBUTTON
PS1_01_VFD1 | IO1 | PS1_1_S1_PB_LT | START PUSHBUTTON LIGHT |  | PS1_05_VFD1
PS1_01_VFD1 | SI0 | PS1_1_EPC1 | E-STOP PULLCORD |  | PS2_01_VFD1
PS1_01_VFD1 | SI1 | PS1_1_EPC1_2 | E-STOP PULLCORD |  | PS2_02_VFD1
PS1_01_VFD1 | SI2 | PS1_1_EPC2 | E-STOP PULLCORD |  | PS2_03_VFD1
PS1_01_VFD1 | SI3 | PS1_1_EPC2_2 | E-STOP PULLCORD
PS1_01_VFD1 | SO0 | SPARE |  |  | PS2_04_VFD1
PS1_02_VFD1 | I0 | PS1_2_VFD1_DISC | DISCONNECT AUX |  | PS2_05_VFD1
PS1_02_VFD1 | I1 | SPARE |  |  | PS2_06_VFD1
PS1_02_VFD1 | I2 | PS1_2_TPE1 | TRACKING PHOTOEYE |  | PS3_01_VFD1
PS1_02_VFD1 | I3 | PS1_2_TPE2 | TRACKING PHOTOEYE
PS1_02_VFD1 | IO0 | PS1_1_BCN1_R | RED BEACON LIGHT |  | PS3_02_VFD1
PS1_02_VFD1 | IO1 | PS1_1_BCN2_R | RED BEACON LIGHT |  | PS3_03_VFD1
PS1_02_VFD1 | SI0 | SPARE |  |  | PS3_04_VFD1
PS1_02_VFD1 | SI1 | SPARE |  |  | PS3_05_VFD1
PS1_02_VFD1 | SI2 | SPARE
PS1_02_VFD1 | SI3 | SPARE |  |  | PS3_06_VFD1
PS1_02_VFD1 | SO0 | SPARE |  |  | PS3_07_VFD1
PS1_03_VFD1 | I0 | PS1_3_VFD1_DISC | DISCONNECT AUX |  | PS3_08_VFD1
PS1_03_VFD1 | I1 | SPARE |  |  | PS3_09_VFD1
PS1_03_VFD1 | I2 | SPARE
PS1_03_VFD1 | I3 | SPARE |  |  | PS3_10_VFD1
PS1_03_VFD1 | IO0 | PS1_1_S2_PB | START PUSHBUTTON |  | PS3_11_VFD1
PS1_03_VFD1 | IO1 | PS1_1_S2_PB_LT | START PUSHBUTTON LIGHT |  | PS3_12_VFD1
PS1_03_VFD1 | SI0 | SPARE |  |  | PS4_01_VFD1
PS1_03_VFD1 | SI1 | SPARE
PS1_03_VFD1 | SI2 | SPARE |  |  | PS4_02_VFD1
PS1_03_VFD1 | SI3 | SPARE |  |  | PS4_03_VFD1
PS1_03_VFD1 | SO0 | SPARE |  |  | PS4_04_VFD1
PS1_04_VFD1 | I0 | PS1_4_VFD1_DISC | DISCONNECT AUX |  | PS4_05_VFD1
PS1_04_VFD1 | I1 | SPARE
PS1_04_VFD1 | I2 | PS1_4_TPE1 | TRACKING PHOTOEYE |  | PS4_06_VFD1
PS1_04_VFD1 | I3 | PS1_4_TPE2 | TRACKING PHOTOEYE |  | PS4_07_VFD1
PS1_04_VFD1 | IO0 | PS1_5_S1_PB | START PUSHBUTTON |  | PS4_08_VFD1
PS1_04_VFD1 | IO1 | PS1_5_S1_PB_LT | START PUSHBUTTON LIGHT |  | PS4_09_VFD1
PS1_04_VFD1 | SI0 | SPARE
PS1_04_VFD1 | SI1 | SPARE |  |  | PS4_10_VFD1
PS1_04_VFD1 | SI2 | SPARE |  |  | PS4_11_VFD1
PS1_04_VFD1 | SI3 | SPARE |  |  | PS4_12_VFD1
PS1_04_VFD1 | SO0 | PS1_5_BCN2_R | RED BEACON LIGHT |  | PS4_13_VFD1
PS1_05_VFD1 | I0 | PS1_5_VFD1_DISC | DISCONNECT AUX
PS1_05_VFD1 | I1 | SPARE |  |  | PS4_14_VFD1
PS1_05_VFD1 | I2 | PS1_5_TPE1 | TRACKING PHOTOEYE |  | UL1_03_FIO1
PS1_05_VFD1 | I3 | SPARE |  |  | UL1_03_VFD1
PS1_05_VFD1 | IO0 | PS1_5_S2_PB | START PUSHBUTTON |  | UL1_04_VFD1
PS1_05_VFD1 | IO1 | PS1_5_S2_PB_LT | START PUSHBUTTON LIGHT
PS1_05_VFD1 | SI0 | PS1_5_EPC1 | E-STOP PULLCORD |  | UL1_05_VFD1
PS1_05_VFD1 | SI1 | PS1_5_EPC1_2 | E-STOP PULLCORD |  | UL1_06_VFD1
PS1_05_VFD1 | SI2 | PS1_5_EPC2 | E-STOP PULLCORD |  | UL1_07_VFD1
PS1_05_VFD1 | SI3 | PS1_5_EPC2_2 | E-STOP PULLCORD |  | UL1_08_VFD1
PS1_05_VFD1 | SO0 | PS1_5_BCN1_R | RED BEACON LIGHT
PS2_01_VFD1 | I0 | PS2_1_VFD1_DISC | DISCONNECT AUX |  | UL1_09_VFD1
PS2_01_VFD1 | I1 | SPARE |  |  | UL1_10A_VFD1
PS2_01_VFD1 | I2 | SPARE |  |  | UL1_10B_VFD1
PS2_01_VFD1 | I3 | SPARE |  |  | UL1_11_VFD1
PS2_01_VFD1 | IO0 | PS2_1_S1_PB | START PUSHBUTTON
PS2_01_VFD1 | IO1 | PS2_1_S1_PB_LT | START PUSHBUTTON LIGHT |  | UL1_12_VFD1
PS2_01_VFD1 | SI0 | PS2_1_EPC1 | E-STOP PULLCORD |  | UL1_13_VFD1
PS2_01_VFD1 | SI1 | PS2_1_EPC1_2 | E-STOP PULLCORD |  | UL10_01_VFD1
PS2_01_VFD1 | SI2 | PS2_1_EPC2 | E-STOP PULLCORD |  | UL10_02_FIO1
PS2_01_VFD1 | SI3 | PS2_1_EPC2_2 | E-STOP PULLCORD
PS2_01_VFD1 | SO0 | SPARE |  |  | UL10_02_VFD1
PS2_02_VFD1 | I0 | PS2_2_VFD1_DISC | DISCONNECT AUX |  | UL10_03_VFD1
PS2_02_VFD1 | I1 | SPARE |  |  | UL10_04_VFD1
PS2_02_VFD1 | I2 | PS2_2_TPE1 | TRACKING PHOTOEYE |  | UL10_05_VFD1
PS2_02_VFD1 | I3 | PS2_2_TPE2 | TRACKING PHOTOEYE
PS2_02_VFD1 | IO0 | PS2_1_BCN1_R | RED BEACON LIGHT |  | UL10_06_VFD1
PS2_02_VFD1 | IO1 | PS2_1_BCN2_R | RED BEACON LIGHT |  | UL10_07_VFD1
PS2_02_VFD1 | SI0 | SPARE |  |  | UL10_08_VFD1
PS2_02_VFD1 | SI1 | SPARE |  |  | UL10_09_VFD1
PS2_02_VFD1 | SI2 | SPARE
PS2_02_VFD1 | SI3 | SPARE |  |  | UL10_10_VFD1
PS2_02_VFD1 | SO0 | SPARE |  |  | UL11_03_FIO1
PS2_03_VFD1 | I0 | PS2_3_VFD1_DISC | DISCONNECT AUX |  | UL11_03_VFD1
PS2_03_VFD1 | I1 | SPARE |  |  | UL11_04_VFD1
PS2_03_VFD1 | I2 | PS2_3_TPE2 | TRACKING PHOTOEYE
PS2_03_VFD1 | I3 | SPARE |  |  | UL11_05_VFD1
PS2_03_VFD1 | IO0 | PS2_1_S2_PB | START PUSHBUTTON |  | UL11_06_VFD1
PS2_03_VFD1 | IO1 | PS2_1_S2_PB_LT | START PUSHBUTTON LIGHT |  | UL11_07_VFD1
PS2_03_VFD1 | SI0 | SPARE |  |  | UL11_08_VFD1
PS2_03_VFD1 | SI1 | SPARE
PS2_03_VFD1 | SI2 | SPARE |  |  | UL11_09_VFD1
PS2_03_VFD1 | SI3 | SPARE |  |  | UL11_10A_VFD1
PS2_03_VFD1 | SO0 | PS2_3_BCN1_A | AMBER BEACON LIGHT |  | UL11_10B_VFD1
PS2_04_VFD1 | I0 | PS2_4_VFD1_DISC | DISCONNECT AUX |  | UL11_11_VFD1
PS2_04_VFD1 | I1 | SPARE
PS2_04_VFD1 | I2 | SPARE |  |  | UL11_12_VFD1
PS2_04_VFD1 | I3 | SPARE |  |  | UL11_13_VFD1
PS2_04_VFD1 | IO0 | PS2_3_JR1_PB | JAM RESET PUSHBUTTON |  | UL12_03_FIO1
PS2_04_VFD1 | IO1 | PS2_3_JR1_PB_LT | JAM RESET PUSHBUTTON LIGHT |  | UL12_03_VFD1
PS2_04_VFD1 | SI0 | SPARE
PS2_04_VFD1 | SI1 | SPARE |  |  | UL12_04_VFD1
PS2_04_VFD1 | SI2 | SPARE |  |  | UL12_05_VFD1
PS2_04_VFD1 | SI3 | SPARE |  |  | UL12_06_VFD1
PS2_04_VFD1 | SO0 | SPARE |  |  | UL12_07_VFD1
PS2_05_VFD1 | I0 | PS2_5_VFD1_DISC | DISCONNECT AUX
PS2_05_VFD1 | I1 | SPARE |  |  | UL12_08_VFD1
PS2_05_VFD1 | I2 | PS2_5_TPE1 | TRACKING PHOTOEYE |  | UL12_09_VFD1
PS2_05_VFD1 | I3 | PS2_5_TPE2 | TRACKING PHOTOEYE |  | UL12_10_VFD1
PS2_05_VFD1 | IO0 | PS2_6_S2_PB | START PUSHBUTTON |  | UL2_03_FIO1
PS2_05_VFD1 | IO1 | PS2_6_S2_PB_LT | START PUSHBUTTON LIGHT
PS2_05_VFD1 | SI0 | SPARE |  |  | UL2_03_VFD1
PS2_05_VFD1 | SI1 | SPARE |  |  | UL2_04_VFD1
PS2_05_VFD1 | SI2 | SPARE |  |  | UL2_05_VFD1
PS2_05_VFD1 | SI3 | SPARE |  |  | UL2_06_VFD1
PS2_05_VFD1 | SO0 | PS2_6_BCN2_R | RED BEACON LIGHT
PS2_06_VFD1 | I0 | PS2_6_VFD1_DISC | DISCONNECT AUX |  | UL2_07_VFD1
PS2_06_VFD1 | I1 | SPARE |  |  | UL2_08_VFD1
PS2_06_VFD1 | I2 | PS2_6_TPE1 | TRACKING PHOTOEYE |  | UL2_09_VFD1
PS2_06_VFD1 | I3 | SPARE |  |  | UL2_10_VFD1
PS2_06_VFD1 | IO0 | PS2_6_S1_PB | START PUSHBUTTON
PS2_06_VFD1 | IO1 | PS2_6_S1_PB_LT | START PUSHBUTTON LIGHT |  | UL3_01_VFD1
PS2_06_VFD1 | SI0 | PS2_6_EPC1 | E-STOP PULLCORD |  | UL3_02_FIO1
PS2_06_VFD1 | SI1 | PS2_6_EPC1_2 | E-STOP PULLCORD |  | UL3_02_VFD1
PS2_06_VFD1 | SI2 | PS2_6_EPC2 | E-STOP PULLCORD |  | UL3_03_VFD1
PS2_06_VFD1 | SI3 | PS2_6_EPC2_2 | E-STOP PULLCORD
PS2_06_VFD1 | SO0 | PS2_6_BCN1_R | RED BEACON LIGHT |  | UL3_04_VFD1
PS3_01_VFD1 | I0 | PS3_1_VFD1_DISC | DISCONNECT AUX |  | UL3_05_VFD1
PS3_01_VFD1 | I1 | SPARE |  |  | UL3_06_VFD1
PS3_01_VFD1 | I2 | PS3_1_TPE1 | TRACKING PHOTOEYE |  | UL3_07_VFD1
PS3_01_VFD1 | I3 | SPARE
PS3_01_VFD1 | IO0 | PS3_1_BCN2_A | AMBER BEACON LIGHT |  | UL3_08_VFD1
PS3_01_VFD1 | IO1 | PS3_1_BCN2_R | RED BEACON LIGHT |  | UL3_09_VFD1
PS3_01_VFD1 | SI0 | PS3_1_EPC1 | E-STOP PULLCORD |  | UL4_03_FIO1
PS3_01_VFD1 | SI1 | PS3_1_EPC1_2 | E-STOP PULLCORD |  | UL4_03_VFD1
PS3_01_VFD1 | SI2 | PS3_1_EPC2 | E-STOP PULLCORD
PS3_01_VFD1 | SI3 | PS3_1_EPC2_2 | E-STOP PULLCORD |  | UL4_04_VFD1
PS3_01_VFD1 | SO0 | PS3_1_BCN1_R | RED BEACON LIGHT |  | UL4_05_VFD1
PS3_02_VFD1 | I0 | PS3_2_VFD1_DISC | DISCONNECT AUX |  | UL4_06_VFD1
PS3_02_VFD1 | I1 | SPARE |  |  | UL4_07_VFD1
PS3_02_VFD1 | I2 | PS3_2_TPE1 | TRACKING PHOTOEYE
PS3_02_VFD1 | I3 | SPARE |  |  | UL4_08_VFD1
PS3_02_VFD1 | IO0 | PS3_1_S1_PB | START PUSHBUTTON |  | UL4_09_VFD1
PS3_02_VFD1 | IO1 | PS3_1_S1_PB_LT | START PUSHBUTTON LIGHT |  | UL4_10A_VFD1
PS3_02_VFD1 | SI0 | SPARE |  |  | UL4_10B_VFD1
PS3_02_VFD1 | SI1 | SPARE
PS3_02_VFD1 | SI2 | SPARE |  |  | UL4_11_VFD1
PS3_02_VFD1 | SI3 | SPARE |  |  | UL4_12_VFD1
PS3_02_VFD1 | SO0 | SPARE |  |  | UL4_13_VFD1
PS3_03_VFD1 | I0 | PS3_3_VFD1_DISC | DISCONNECT AUX |  | UL5_03_FIO1
PS3_03_VFD1 | I1 | SPARE
PS3_03_VFD1 | I2 | PS3_3_TPE2 | TRACKING PHOTOEYE |  | UL5_03_VFD1
PS3_03_VFD1 | I3 | SPARE |  |  | UL5_04_VFD1
PS3_03_VFD1 | IO0 | PS3_1_S2_PB | START PUSHBUTTON |  | UL5_05_VFD1
PS3_03_VFD1 | IO1 | PS3_1_S2_PB_LT | START PUSHBUTTON LIGHT |  | UL5_06_VFD1
PS3_03_VFD1 | SI0 | PS3_3_BCN1_A | AMBER BEACON LIGHT
PS3_03_VFD1 | SI1 | SPARE |  |  | UL5_07_VFD1
PS3_03_VFD1 | SI2 | SPARE |  |  | UL5_08_VFD1
PS3_03_VFD1 | SI3 | SPARE |  |  | UL5_09_VFD1
PS3_03_VFD1 | SO0 | SPARE |  |  | UL5_10_VFD1
PS3_04_VFD1 | I0 | PS3_4_VFD1_DISC | DISCONNECT AUX
PS3_04_VFD1 | I1 | SPARE |  |  | UL6_01_VFD1
PS3_04_VFD1 | I2 | SPARE |  |  | UL6_02_FIO1
PS3_04_VFD1 | I3 | SPARE |  |  | UL6_02_VFD1
PS3_04_VFD1 | IO0 | PS3_3_JR1_PB | JAM RESET PUSHBUTTON |  | UL6_03_VFD1
PS3_04_VFD1 | IO1 | PS3_3_JR1_PB_LT | JAM RESET PUSHBUTTON LIGHT
PS3_04_VFD1 | SI0 | SPARE |  |  | UL6_04_VFD1
PS3_04_VFD1 | SI1 | SPARE |  |  | UL6_05_VFD1
PS3_04_VFD1 | SI2 | SPARE |  |  | UL6_06_VFD1
PS3_04_VFD1 | SI3 | SPARE |  |  | UL6_07_VFD1
PS3_04_VFD1 | SO0 | SPARE
PS3_05_VFD1 | I0 | PS3_5_VFD1_DISC | DISCONNECT AUX |  | UL6_08_VFD1
PS3_05_VFD1 | I1 | SPARE |  |  | UL6_09_VFD1
PS3_05_VFD1 | I2 | PS3_5_TPE1 | TRACKING PHOTOEYE |  | UL7_03_FIO1
PS3_05_VFD1 | I3 | PS3_5_TPE2 | TRACKING PHOTOEYE |  | UL7_03_VFD1
PS3_05_VFD1 | IO0 | SPARE
PS3_05_VFD1 | IO1 | SPARE |  |  | UL7_04_VFD1
PS3_05_VFD1 | SI0 | SPARE |  |  | UL7_05_VFD1
PS3_05_VFD1 | SI1 | SPARE |  |  | UL7_06_VFD1
PS3_05_VFD1 | SI2 | SPARE |  |  | UL7_07_VFD1
PS3_05_VFD1 | SI3 | SPARE
PS3_05_VFD1 | SO0 | SPARE |  |  | UL7_08_VFD1
PS3_06_VFD1 | I0 | PS3_6_VFD1_DISC | DISCONNECT AUX |  | UL7_09_VFD1
PS3_06_VFD1 | I1 | SPARE |  |  | UL7_10A_VFD1
PS3_06_VFD1 | I2 | PS3_6_TPE1 | TRACKING PHOTOEYE |  | UL7_10B_VFD1
PS3_06_VFD1 | I3 | SPARE
PS3_06_VFD1 | IO0 | SPARE |  |  | UL7_11_VFD1
PS3_06_VFD1 | IO1 | SPARE |  |  | UL7_12_VFD1
PS3_06_VFD1 | SI0 | SPARE |  |  | UL7_13_VFD1
PS3_06_VFD1 | SI1 | SPARE |  |  | UL8_01_VFD1
PS3_06_VFD1 | SI2 | SPARE
PS3_06_VFD1 | SI3 | SPARE |  |  | UL8_02_FIO1
PS3_06_VFD1 | SO0 | SPARE |  |  | UL8_02_VFD1
PS3_07_VFD1 | I0 | PS3_7_VFD1_DISC | DISCONNECT AUX |  | UL8_03_VFD1
PS3_07_VFD1 | I1 | SPARE |  |  | UL8_04_VFD1
PS3_07_VFD1 | I2 | PS3_7_TPE1 | TRACKING PHOTOEYE
PS3_07_VFD1 | I3 | SPARE |  |  | UL8_05_VFD1
PS3_07_VFD1 | IO0 | PS3_7_JR1_PB | JAM RESET PUSHBUTTON |  | UL8_06_VFD1
PS3_07_VFD1 | IO1 | PS3_7_JR1_PB_LT | JAM RESET PUSHBUTTON LIGHT |  | UL8_07_VFD1
PS3_07_VFD1 | SI0 | SPARE |  |  | UL8_08_VFD1
PS3_07_VFD1 | SI1 | SPARE
PS3_07_VFD1 | SI2 | SPARE |  |  | UL8_09_VFD1
PS3_07_VFD1 | SI3 | SPARE |  |  | UL9_03_FIO1
PS3_07_VFD1 | SO0 | PS3_7_BCN1_A | AMBER BEACON LIGHT |  | UL9_03_VFD1
PS3_08_VFD1 | I0 | PS3_8_VFD1_DISC | DISCONNECT AUX |  | UL9_04_VFD1
PS3_08_VFD1 | I1 | SPARE
PS3_08_VFD1 | I2 | SPARE |  |  | UL9_05_VFD1
PS3_08_VFD1 | I3 | SPARE |  |  | UL9_06_VFD1
PS3_08_VFD1 | IO0 | SPARE |  |  | UL9_07_VFD1
PS3_08_VFD1 | IO1 | SPARE |  |  | UL9_08_VFD1
PS3_08_VFD1 | SI0 | SPARE
PS3_08_VFD1 | SI1 | SPARE |  |  | UL9_09_VFD1
PS3_08_VFD1 | SI2 | SPARE |  |  | UL9_10_VFD1
PS3_08_VFD1 | SI3 | SPARE |  |  | UL9_11_VFD1
PS3_08_VFD1 | SO0 | SPARE
PS3_09_VFD1 | I0 | PS3_9_VFD1_DISC | DISCONNECT AUX
PS3_09_VFD1 | I1 | SPARE
PS3_09_VFD1 | I2 | PS3_9_TPE1 | TRACKING PHOTOEYE
PS3_09_VFD1 | I3 | PS3_9_TPE2 | TRACKING PHOTOEYE
PS3_09_VFD1 | IO0 | SPARE
PS3_09_VFD1 | IO1 | SPARE
PS3_09_VFD1 | SI0 | SPARE
PS3_09_VFD1 | SI1 | SPARE
PS3_09_VFD1 | SI2 | SPARE
PS3_09_VFD1 | SI3 | SPARE
PS3_09_VFD1 | SO0 | SPARE
PS3_10_VFD1 | I0 | PS3_10_VFD1_DISC | DISCONNECT AUX
PS3_10_VFD1 | I1 | SPARE
PS3_10_VFD1 | I2 | PS3_10_TPE1 | TRACKING PHOTOEYE
PS3_10_VFD1 | I3 | SPARE
PS3_10_VFD1 | IO0 | PS3_12_S2_PB | START PUSHBUTTON
PS3_10_VFD1 | IO1 | PS3_12_S2_PB_LT | START PUSHBUTTON LIGHT
PS3_10_VFD1 | SI0 | SPARE
PS3_10_VFD1 | SI1 | SPARE
PS3_10_VFD1 | SI2 | SPARE
PS3_10_VFD1 | SI3 | SPARE
PS3_10_VFD1 | SO0 | SPARE
PS3_11_VFD1 | I0 | PS3_11_VFD1_DISC | DISCONNECT AUX
PS3_11_VFD1 | I1 | SPARE
PS3_11_VFD1 | I2 | SPARE
PS3_11_VFD1 | I3 | SPARE
PS3_11_VFD1 | IO0 | PS3_12_S1_PB | START PUSHBUTTON
PS3_11_VFD1 | IO1 | PS3_12_S1_PB_LT | START PUSHBUTTON LIGHT
PS3_11_VFD1 | SI0 | SPARE
PS3_11_VFD1 | SI1 | SPARE
PS3_11_VFD1 | SI2 | SPARE
PS3_11_VFD1 | SI3 | SPARE
PS3_11_VFD1 | SO0 | SPARE
PS3_12_VFD1 | I0 | PS3_12_VFD1_DISC | DISCONNECT AUX
PS3_12_VFD1 | I1 | SPARE
PS3_12_VFD1 | I2 | PS3_12_TPE1 | TRACKING PHOTOEYE
PS3_12_VFD1 | I3 | PS3_12_TPE2 | TRACKING PHOTOEYE
PS3_12_VFD1 | IO0 | PS3_12_BCN2_A | AMBER BEACON LIGHT
PS3_12_VFD1 | IO1 | PS3_12_BCN2_R | RED BEACON LIGHT
PS3_12_VFD1 | SI0 | PS3_12_EPC1 | E-STOP PULLCORD
PS3_12_VFD1 | SI1 | PS3_12_EPC1_2 | E-STOP PULLCORD
PS3_12_VFD1 | SI2 | PS3_12_EPC2 | E-STOP PULLCORD
PS3_12_VFD1 | SI3 | PS3_12_EPC2_2 | E-STOP PULLCORD
PS3_12_VFD1 | SO0 | PS3_12_BCN1_R | RED BEACON LIGHT
PS4_01_VFD1 | I0 | PS4_1_VFD1_DISC | DISCONNECT AUX
PS4_01_VFD1 | I1 | SPARE
PS4_01_VFD1 | I2 | SPARE
PS4_01_VFD1 | I3 | SPARE
PS4_01_VFD1 | IO0 | PS4_1_BCN1_R | RED BEACON LIGHT
PS4_01_VFD1 | IO1 | PS4_1_BCN2_R | RED BEACON LIGHT
PS4_01_VFD1 | SI0 | PS4_1_EPC1 | E-STOP PULLCORD
PS4_01_VFD1 | SI1 | PS4_1_EPC1_2 | E-STOP PULLCORD
PS4_01_VFD1 | SI2 | PS4_1_EPC2 | E-STOP PULLCORD
PS4_01_VFD1 | SI3 | PS4_1_EPC2_2 | E-STOP PULLCORD
PS4_01_VFD1 | SO0 | SPARE
PS4_02_VFD1 | I0 | PS4_2_VFD1_DISC | DISCONNECT AUX
PS4_02_VFD1 | I1 | SPARE
PS4_02_VFD1 | I2 | PS4_2_TPE1 | TRACKING PHOTOEYE
PS4_02_VFD1 | I3 | PS4_2_TPE2 | TRACKING PHOTOEYE
PS4_02_VFD1 | IO0 | PS4_1_S1_PB | START PUSHBUTTON
PS4_02_VFD1 | IO1 | PS4_1_S1_PB_LT | START PUSHBUTTON LIGHT
PS4_02_VFD1 | SI0 | SPARE
PS4_02_VFD1 | SI1 | SPARE
PS4_02_VFD1 | SI2 | SPARE
PS4_02_VFD1 | SI3 | SPARE
PS4_02_VFD1 | SO0 | PS4_2_BCN1_A | AMBER BEACON LIGHT
PS4_03_VFD1 | I0 | PS4_3_VFD1_DISC | DISCONNECT AUX
PS4_03_VFD1 | I1 | SPARE
PS4_03_VFD1 | I2 | SPARE
PS4_03_VFD1 | I3 | SPARE
PS4_03_VFD1 | IO0 | PS4_1_S2_PB | START PUSHBUTTON
PS4_03_VFD1 | IO1 | PS4_1_S2_PB_LT | START PUSHBUTTON LIGHT
PS4_03_VFD1 | SI0 | SPARE
PS4_03_VFD1 | SI1 | SPARE
PS4_03_VFD1 | SI2 | SPARE
PS4_03_VFD1 | SI3 | SPARE
PS4_03_VFD1 | SO0 | SPARE
PS4_04_VFD1 | I0 | PS4_4_VFD1_DISC | DISCONNECT AUX
PS4_04_VFD1 | I1 | SPARE
PS4_04_VFD1 | I2 | PS4_4_TPE1 | TRACKING PHOTOEYE
PS4_04_VFD1 | I3 | PS4_4_TPE2 | TRACKING PHOTOEYE
PS4_04_VFD1 | IO0 | PS4_2_JR1_PB | JAM RESET PUSHBUTTON
PS4_04_VFD1 | IO1 | PS4_2_JR1_PB_LT | JAM RESET PUSHBUTTON LIGHT
PS4_04_VFD1 | SI0 | SPARE
PS4_04_VFD1 | SI1 | SPARE
PS4_04_VFD1 | SI2 | SPARE
PS4_04_VFD1 | SI3 | SPARE
PS4_04_VFD1 | SO0 | SPARE
PS4_05_VFD1 | I0 | PS4_5_VFD1_DISC | DISCONNECT AUX
PS4_05_VFD1 | I1 | SPARE
PS4_05_VFD1 | I2 | PS4_5_TPE1 | TRACKING PHOTOEYE
PS4_05_VFD1 | I3 | SPARE
PS4_05_VFD1 | IO0 | SPARE
PS4_05_VFD1 | IO1 | SPARE
PS4_05_VFD1 | SI0 | SPARE
PS4_05_VFD1 | SI1 | SPARE
PS4_05_VFD1 | SI2 | SPARE
PS4_05_VFD1 | SI3 | SPARE
PS4_05_VFD1 | SO0 | SPARE
PS4_06_VFD1 | I0 | PS4_6_VFD1_DISC | DISCONNECT AUX
PS4_06_VFD1 | I1 | SPARE
PS4_06_VFD1 | I2 | PS4_6_TPE1 | TRACKING PHOTOEYE
PS4_06_VFD1 | I3 | SPARE
PS4_06_VFD1 | IO0 | SPARE
PS4_06_VFD1 | IO1 | SPARE
PS4_06_VFD1 | SI0 | SPARE
PS4_06_VFD1 | SI1 | SPARE
PS4_06_VFD1 | SI2 | SPARE
PS4_06_VFD1 | SI3 | SPARE
PS4_06_VFD1 | SO0 | SPARE
PS4_07_VFD1 | I0 | PS4_7_VFD1_DISC | DISCONNECT AUX
PS4_07_VFD1 | I1 | SPARE
PS4_07_VFD1 | I2 | PS4_7_TPE1 | TRACKING PHOTOEYE
PS4_07_VFD1 | I3 | SPARE
PS4_07_VFD1 | IO0 | SPARE
PS4_07_VFD1 | IO1 | SPARE
PS4_07_VFD1 | SI0 | SPARE
PS4_07_VFD1 | SI1 | SPARE
PS4_07_VFD1 | SI2 | SPARE
PS4_07_VFD1 | SI3 | SPARE
PS4_07_VFD1 | SO0 | SPARE
PS4_08_VFD1 | I0 | PS4_8_VFD1_DISC | DISCONNECT AUX
PS4_08_VFD1 | I1 | SPARE
PS4_08_VFD1 | I2 | PS4_8_TPE1 | TRACKING PHOTOEYE
PS4_08_VFD1 | I3 | SPARE
PS4_08_VFD1 | IO0 | PS4_8_JR1_PB | JAM RESET PUSHBUTTON
PS4_08_VFD1 | IO1 | PS4_8_JR1_PB_LT | JAM RESET PUSHBUTTON LIGHT
PS4_08_VFD1 | SI0 | SPARE
PS4_08_VFD1 | SI1 | SPARE
PS4_08_VFD1 | SI2 | SPARE
PS4_08_VFD1 | SI3 | SPARE
PS4_08_VFD1 | SO0 | PS4_8_BCN1_A | AMBER BEACON LIGHT
PS4_09_VFD1 | I0 | PS4_9_VFD1_DISC | DISCONNECT AUX
PS4_09_VFD1 | I1 | SPARE
PS4_09_VFD1 | I2 | SPARE
PS4_09_VFD1 | I3 | SPARE
PS4_09_VFD1 | IO0 | SPARE
PS4_09_VFD1 | IO1 | SPARE
PS4_09_VFD1 | SI0 | SPARE
PS4_09_VFD1 | SI1 | SPARE
PS4_09_VFD1 | SI2 | SPARE
PS4_09_VFD1 | SI3 | SPARE
PS4_09_VFD1 | SO0 | SPARE
PS4_10_VFD1 | I0 | PS4_10_VFD1_DISC | DISCONNECT AUX
PS4_10_VFD1 | I1 | SPARE
PS4_10_VFD1 | I2 | PS4_10_TPE1 | TRACKING PHOTOEYE
PS4_10_VFD1 | I3 | PS4_10_TPE2 | TRACKING PHOTOEYE
PS4_10_VFD1 | IO0 | SPARE
PS4_10_VFD1 | IO1 | SPARE
PS4_10_VFD1 | SI0 | SPARE
PS4_10_VFD1 | SI1 | SPARE
PS4_10_VFD1 | SI2 | SPARE
PS4_10_VFD1 | SI3 | SPARE
PS4_10_VFD1 | SO0 | SPARE
PS4_11_VFD1 | I0 | PS4_11_VFD1_DISC | DISCONNECT AUX
PS4_11_VFD1 | I1 | SPARE
PS4_11_VFD1 | I2 | PS4_11_TPE1 | TRACKING PHOTOEYE
PS4_11_VFD1 | I3 | SPARE
PS4_11_VFD1 | IO0 | PS4_14_S2_PB | START PUSHBUTTON
PS4_11_VFD1 | IO1 | PS4_14_S2_PB_LT | START PUSHBUTTON LIGHT
PS4_11_VFD1 | SI0 | SPARE
PS4_11_VFD1 | SI1 | SPARE
PS4_11_VFD1 | SI2 | SPARE
PS4_11_VFD1 | SI3 | SPARE
PS4_11_VFD1 | SO0 | SPARE
PS4_12_VFD1 | I0 | PS4_12_VFD1_DISC | DISCONNECT AUX
PS4_12_VFD1 | I1 | SPARE
PS4_12_VFD1 | I2 | PS4_12_TPE1 | TRACKING PHOTOEYE
PS4_12_VFD1 | I3 | SPARE
PS4_12_VFD1 | IO0 | PS4_14_S1_PB | START PUSHBUTTON
PS4_12_VFD1 | IO1 | PS4_14_S1_PB_LT | START PUSHBUTTON LIGHT
PS4_12_VFD1 | SI0 | SPARE
PS4_12_VFD1 | SI1 | SPARE
PS4_12_VFD1 | SI2 | SPARE
PS4_12_VFD1 | SI3 | SPARE
PS4_12_VFD1 | SO0 | SPARE
PS4_13_VFD1 | I0 | PS4_13_VFD1_DISC | DISCONNECT AUX
PS4_13_VFD1 | I1 | SPARE
PS4_13_VFD1 | I2 | SPARE
PS4_13_VFD1 | I3 | SPARE
PS4_13_VFD1 | IO0 | PS4_13_JR1_PB | JAM RESET PUSHBUTTON
PS4_13_VFD1 | IO1 | PS4_13_JR1_PB_LT | JAM RESET PUSHBUTTON LIGHT
PS4_13_VFD1 | SI0 | SPARE
PS4_13_VFD1 | SI1 | SPARE
PS4_13_VFD1 | SI2 | SPARE
PS4_13_VFD1 | SI3 | SPARE
PS4_13_VFD1 | SO0 | PS4_13_BCN1_A | AMBER BEACON LIGHT
PS4_14_VFD1 | I0 | PS4_14_VFD1_DISC | DISCONNECT AUX
PS4_14_VFD1 | I1 | SPARE
PS4_14_VFD1 | I2 | PS4_14_TPE1 | TRACKING PHOTOEYE
PS4_14_VFD1 | I3 | SPARE
PS4_14_VFD1 | IO0 | PS4_14_BCN1_A | AMBER BEACON LIGHT
PS4_14_VFD1 | IO1 | PS4_14_BCN1_R | RED BEACON LIGHT
PS4_14_VFD1 | SI0 | PS4_14_EPC1 | E-STOP PULLCORD
PS4_14_VFD1 | SI1 | PS4_14_EPC1_2 | E-STOP PULLCORD
PS4_14_VFD1 | SI2 | PS4_14_EPC2 | E-STOP PULLCORD
PS4_14_VFD1 | SI3 | PS4_14_EPC2_2 | E-STOP PULLCORD
PS4_14_VFD1 | SO0 | PS4_14_BCN2_R | RED BEACON LIGHT
UL1_3_FIO1 | IO00 | UL1_3_BCN1_R | RED BEACON LIGHT
UL1_3_FIO1 | IO01 | SPARE
UL1_3_FIO1 | IO02 | UL1_3_BCN2_R | RED BEACON LIGHT
UL1_3_FIO1 | IO03 | SPARE
UL1_3_FIO1 | IO04 | UL1_3_LPE1 | LASEREYE
UL1_3_FIO1 | IO05 | SPARE
UL1_3_FIO1 | IO06 | UL1_3_LPE2 | LASEREYE
UL1_3_FIO1 | IO07 | SPARE
UL1_3_FIO1 | IO08 | UL1_3_S1_PB | START PUSHBUTTON
UL1_3_FIO1 | IO09 | UL1_3_S1_PB_LT | START PUSHBUTTON LIGHT
UL1_3_FIO1 | IO10 | UL1_3_S2_PB | START PUSHBUTTON
UL1_3_FIO1 | IO11 | UL1_3_S2_PB_LT | START PUSHBUTTON LIGHT
UL1_3_FIO1 | IO12 | SPARE
UL1_3_FIO1 | IO13 | SPARE
UL1_3_FIO1 | IO14 | SPARE
UL1_3_FIO1 | IO15 | SPARE
UL1_03_VFD1 | I0 | UL1_3_VFD1_DISC | DISCONNECT AUX
UL1_03_VFD1 | I1 | UL1_3_ENC1 | ENCODER
UL1_03_VFD1 | I2 | UL1_3_TPE1 | TRACKING PHOTOEYE
UL1_03_VFD1 | I3 | UL1_3_TPE2 | TRACKING PHOTOEYE
UL1_03_VFD1 | IO0 | SPARE
UL1_03_VFD1 | IO1 | SPARE
UL1_03_VFD1 | SI0 | UL1_3_EPC1 | E-STOP PULLCORD
UL1_03_VFD1 | SI1 | UL1_3_EPC1_2 | E-STOP PULLCORD
UL1_03_VFD1 | SI2 | UL1_3_EPC2 | E-STOP PULLCORD
UL1_03_VFD1 | SI3 | UL1_3_EPC2_2 | E-STOP PULLCORD
UL1_03_VFD1 | SO0 | UL1_1_STO1 | E-STOP OK
UL1_04_VFD1 | I0 | UL1_4_VFD1_DISC | DISCONNECT AUX
UL1_04_VFD1 | I1 | UL1_4_ENC1 | ENCODER
UL1_04_VFD1 | I2 | UL1_4_TPE1 | TRACKING PHOTOEYE
UL1_04_VFD1 | I3 | SPARE
UL1_04_VFD1 | IO0 | UL1_4_S1_PB | START PUSHBUTTON
UL1_04_VFD1 | IO1 | UL1_4_S1_PB_LT | START PUSHBUTTON LIGHT
UL1_04_VFD1 | SI0 | UL1_4_EPC1 | E-STOP PULLCORD
UL1_04_VFD1 | SI1 | UL1_4_EPC1_2 | E-STOP PULLCORD
UL1_04_VFD1 | SI2 | UL1_4_EPC2 | E-STOP PULLCORD
UL1_04_VFD1 | SI3 | UL1_4_EPC2_2 | E-STOP PULLCORD
UL1_04_VFD1 | SO0 | SPARE
UL1_05_VFD1 | I0 | UL1_5_VFD1_DISC | DISCONNECT AUX
UL1_05_VFD1 | I1 | UL1_5_ENC1 | ENCODER
UL1_05_VFD1 | I2 | UL1_5_TPE1 | TRACKING PHOTOEYE
UL1_05_VFD1 | I3 | SPARE
UL1_05_VFD1 | IO0 | UL1_4_S2_PB | START PUSHBUTTON
UL1_05_VFD1 | IO1 | UL1_4_S2_PB_LT | START PUSHBUTTON LIGHT
UL1_05_VFD1 | SI0 | UL1_1_ESTOP1 | ESTOP OK
UL1_05_VFD1 | SI1 | SPARE
UL1_05_VFD1 | SI2 | SPARE
UL1_05_VFD1 | SI3 | SPARE
UL1_05_VFD1 | SO0 | SPARE
UL1_06_VFD1 | I0 | UL1_6_VFD1_DISC | DISCONNECT AUX
UL1_06_VFD1 | I1 | UL1_6_ENC1 | ENCODER
UL1_06_VFD1 | I2 | UL1_6_TPE1 | TRACKING PHOTOEYE
UL1_06_VFD1 | I3 | SPARE
UL1_06_VFD1 | IO0 | UL1_4_BCN1_R | RED BEACON LIGHT
UL1_06_VFD1 | IO1 | UL1_4_BCN2_R | RED BEACON LIGHT
UL1_06_VFD1 | SI0 | SPARE
UL1_06_VFD1 | SI1 | SPARE
UL1_06_VFD1 | SI2 | SPARE
UL1_06_VFD1 | SI3 | SPARE
UL1_06_VFD1 | SO0 | SPARE
UL1_07_VFD1 | I0 | UL1_7_VFD1_DISC | DISCONNECT AUX
UL1_07_VFD1 | I1 | UL1_7_ENC1 | ENCODER
UL1_07_VFD1 | I2 | UL1_7_TPE1 | TRACKING PHOTOEYE
UL1_07_VFD1 | I3 | SPARE
UL1_07_VFD1 | IO0 | UL1_9_S1_PB | START PUSHBUTTON
UL1_07_VFD1 | IO1 | UL1_9_S1_PB_LT | START PUSHBUTTON LIGHT
UL1_07_VFD1 | SI0 | SPARE
UL1_07_VFD1 | SI1 | SPARE
UL1_07_VFD1 | SI2 | SPARE
UL1_07_VFD1 | SI3 | SPARE
UL1_07_VFD1 | SO0 | SPARE
UL1_08_VFD1 | I0 | UL1_8_VFD1_DISC | DISCONNECT AUX
UL1_08_VFD1 | I1 | UL1_8_ENC1 | ENCODER
UL1_08_VFD1 | I2 | UL1_8_TPE1 | TRACKING PHOTOEYE
UL1_08_VFD1 | I3 | SPARE
UL1_08_VFD1 | IO0 | UL1_9_JR1_PB | JAM RESET PUSHBUTTON | 2025-07-01
UL1_08_VFD1 | IO1 | UL1_9_JR1_PB_LT | JAM RESET PUSHBUTTON LIGHT | 2025-07-01
UL1_08_VFD1 | SI0 | SPARE
UL1_08_VFD1 | SI1 | SPARE
UL1_08_VFD1 | SI2 | SPARE
UL1_08_VFD1 | SI3 | SPARE
UL1_08_VFD1 | SO0 | SPARE
UL1_09_VFD1 | I0 | UL1_9_VFD1_DISC | DISCONNECT AUX
UL1_09_VFD1 | I1 | UL1_9_ENC1 | ENCODER
UL1_09_VFD1 | I2 | UL1_9_TPE1 | TRACKING PHOTOEYE
UL1_09_VFD1 | I3 | UL1_9_TPE2 | TRACKING PHOTOEYE
UL1_09_VFD1 | IO0 | UL1_9_BCN1_A | AMBER BEACON LIGHT | 2025-07-01 | UL1_9_BCN1_A | AMBER BEACON LIGHT
UL1_09_VFD1 | IO1 | UL1_9_BCN1_R | RED BEACON LIGHT
UL1_09_VFD1 | SI0 | UL1_9_EPC1 | E-STOP PULLCORD
UL1_09_VFD1 | SI1 | UL1_9_EPC1_2 | E-STOP PULLCORD
UL1_09_VFD1 | SI2 | UL1_9_EPC2 | E-STOP PULLCORD
UL1_09_VFD1 | SI3 | UL1_9_EPC2_2 | E-STOP PULLCORD
UL1_09_VFD1 | SO0 | UL1_9_BCN2_R | RED BEACON LIGHT
UL1_10A_VFD1 | I0 | UL1_10A_VFD1_DISC | DISCONNECT AUX
UL1_10A_VFD1 | I1 | UL1_9_TPE3 | TRACKING PHOTOEYE
UL1_10A_VFD1 | I2 | UL1_9_TPE4 | TRACKING PHOTOEYE
UL1_10A_VFD1 | I3 | UL1_9_TPE5 | TRACKING PHOTOEYE
UL1_10A_VFD1 | IO0 | UL1_9_S2_PB | START PUSHBUTTON
UL1_10A_VFD1 | IO1 | UL1_9_S2_PB_LT | START PUSHBUTTON LIGHT
UL1_10A_VFD1 | SI0 | SPARE
UL1_10A_VFD1 | SI1 | SPARE
UL1_10A_VFD1 | SI2 | SPARE
UL1_10A_VFD1 | SI3 | SPARE
UL1_10A_VFD1 | SO0 | SPARE
UL1_10B_VFD1 | I0 | UL1_10B_VFD1_DISC | DISCONNECT AUX
UL1_10B_VFD1 | I1 | SPARE
UL1_10B_VFD1 | I2 | SPARE
UL1_10B_VFD1 | I3 | SPARE
UL1_10B_VFD1 | IO0 | SPARE
UL1_10B_VFD1 | IO1 | SPARE
UL1_10B_VFD1 | SI0 | SPARE
UL1_10B_VFD1 | SI1 | SPARE
UL1_10B_VFD1 | SI2 | SPARE
UL1_10B_VFD1 | SI3 | SPARE
UL1_10B_VFD1 | SO0 | SPARE
UL1_11_VFD1 | I0 | UL1_11_VFD1_DISC | DISCONNECT AUX
UL1_11_VFD1 | I1 | SPARE
UL1_11_VFD1 | I2 | UL1_11_TPE1 | TRACKING PHOTOEYE
UL1_11_VFD1 | I3 | UL1_11_TPE2 | TRACKING PHOTOEYE
UL1_11_VFD1 | IO0 | SPARE
UL1_11_VFD1 | IO1 | SPARE
UL1_11_VFD1 | SI0 | SPARE
UL1_11_VFD1 | SI1 | SPARE
UL1_11_VFD1 | SI2 | SPARE
UL1_11_VFD1 | SI3 | SPARE
UL1_11_VFD1 | SO0 | SPARE
UL1_12_VFD1 | I0 | UL1_12_VFD1_DISC | DISCONNECT AUX
UL1_12_VFD1 | I1 | SPARE
UL1_12_VFD1 | I2 | UL1_12_TPE1 | TRACKING PHOTOEYE
UL1_12_VFD1 | I3 | SPARE
UL1_12_VFD1 | IO0 | SPARE
UL1_12_VFD1 | IO1 | SPARE
UL1_12_VFD1 | SI0 | SPARE
UL1_12_VFD1 | SI1 | SPARE
UL1_12_VFD1 | SI2 | SPARE
UL1_12_VFD1 | SI3 | SPARE
UL1_12_VFD1 | SO0 | SPARE
UL1_13_VFD1 | I0 | UL1_13_VFD1_DISC | DISCONNECT AUX
UL1_13_VFD1 | I1 | SPARE
UL1_13_VFD1 | I2 | SPARE
UL1_13_VFD1 | I3 | SPARE
UL1_13_VFD1 | IO0 | SPARE
UL1_13_VFD1 | IO1 | SPARE
UL1_13_VFD1 | SI0 | SPARE
UL1_13_VFD1 | SI1 | SPARE
UL1_13_VFD1 | SI2 | SPARE
UL1_13_VFD1 | SI3 | SPARE
UL1_13_VFD1 | SO0 | SPARE
UL10_01_VFD1 | I0 | UL10_1_VFD1_DISC | DISCONNECT AUX
UL10_01_VFD1 | I1 | SPARE
UL10_01_VFD1 | I2 | UL10_1_TPE1 | TRACKING PHOTOEYE
UL10_01_VFD1 | I3 | SPARE
UL10_01_VFD1 | IO0 | SPARE
UL10_01_VFD1 | IO1 | SPARE
UL10_01_VFD1 | SI0 | UL10_1_EPC1 | E-STOP PULLCORD
UL10_01_VFD1 | SI1 | UL10_1_EPC1_2 | E-STOP PULLCORD
UL10_01_VFD1 | SI2 | UL10_1_EPC2 | E-STOP PULLCORD
UL10_01_VFD1 | SI3 | UL10_1_EPC2_2 | E-STOP PULLCORD
UL10_01_VFD1 | SO0 | SPARE
UL10_2_FIO1 | IO00 | UL10_1_BCN1_R | RED BEACON LIGHT
UL10_2_FIO1 | IO01 | SPARE
UL10_2_FIO1 | IO02 | UL10_1_BCN2_R | RED BEACON LIGHT
UL10_2_FIO1 | IO03 | SPARE
UL10_2_FIO1 | IO04 | UL10_1_SS1_SPB | SS STATION START PUSHBUTTON | 2025-07-01
UL10_2_FIO1 | IO05 | UL10_1_SS1_SPB_LT | SS STATION START PUSHBUTTON LIGHT | 2025-07-01
UL10_2_FIO1 | IO06 | UL10_1_SS1_STPB | SS STATION STOP PUSHBUTTON | 2025-07-01
UL10_2_FIO1 | IO07 | SPARE
UL10_2_FIO1 | IO08 | UL10_2_LPE1 | LASEREYE
UL10_2_FIO1 | IO09 | SPARE
UL10_2_FIO1 | IO10 | UL10_2_LPE2 | LASEREYE
UL10_2_FIO1 | IO11 | SPARE
UL10_2_FIO1 | IO12 | SPARE
UL10_2_FIO1 | IO13 | SPARE
UL10_2_FIO1 | IO14 | SPARE
UL10_2_FIO1 | IO15 | SPARE
UL10_02_VFD1 | I0 | UL10_2_VFD1_DISC | DISCONNECT AUX
UL10_02_VFD1 | I1 | SPARE
UL10_02_VFD1 | I2 | UL10_2_TPE1 | TRACKING PHOTOEYE
UL10_02_VFD1 | I3 | UL10_2_TPE2 | TRACKING PHOTOEYE
UL10_02_VFD1 | IO0 | SPARE
UL10_02_VFD1 | IO1 | SPARE
UL10_02_VFD1 | SI0 | SPARE
UL10_02_VFD1 | SI1 | SPARE
UL10_02_VFD1 | SI2 | SPARE
UL10_02_VFD1 | SI3 | SPARE
UL10_02_VFD1 | SO0 | SPARE
UL10_03_VFD1 | I0 | UL10_3_VFD1_DISC | DISCONNECT AUX
UL10_03_VFD1 | I1 | SPARE
UL10_03_VFD1 | I2 | UL10_3_TPE1 | TRACKING PHOTOEYE
UL10_03_VFD1 | I3 | SPARE
UL10_03_VFD1 | IO0 | UL10_3_BCN1_R | RED BEACON LIGHT
UL10_03_VFD1 | IO1 | UL10_3_BCN2_R | RED BEACON LIGHT
UL10_03_VFD1 | SI0 | UL10_3_EPC1 | E-STOP PULLCORD
UL10_03_VFD1 | SI1 | UL10_3_EPC1_2 | E-STOP PULLCORD
UL10_03_VFD1 | SI2 | UL10_3_EPC2 | E-STOP PULLCORD
UL10_03_VFD1 | SI3 | UL10_3_EPC2_2 | E-STOP PULLCORD
UL10_03_VFD1 | SO0 | SPARE
UL10_04_VFD1 | I0 | UL10_4_VFD1_DISC | DISCONNECT AUX
UL10_04_VFD1 | I1 | UL10_4_ENC1 | ENCODER
UL10_04_VFD1 | I2 | UL10_4_TPE1 | TRACKING PHOTOEYE
UL10_04_VFD1 | I3 | SPARE
UL10_04_VFD1 | IO0 | UL10_3_S1_PB | START PUSHBUTTON
UL10_04_VFD1 | IO1 | UL10_3_S1_PB_LT | START PUSHBUTTON LIGHT
UL10_04_VFD1 | SI0 | SPARE
UL10_04_VFD1 | SI1 | SPARE
UL10_04_VFD1 | SI2 | SPARE
UL10_04_VFD1 | SI3 | SPARE
UL10_04_VFD1 | SO0 | SPARE
UL10_05_VFD1 | I0 | UL10_5_VFD1_DISC | DISCONNECT AUX
UL10_05_VFD1 | I1 | UL10_5_ENC1 | ENCODER
UL10_05_VFD1 | I2 | UL10_5_TPE1 | TRACKING PHOTOEYE
UL10_05_VFD1 | I3 | SPARE
UL10_05_VFD1 | IO0 | UL10_3_S2_PB | START PUSHBUTTON
UL10_05_VFD1 | IO1 | UL10_3_S2_PB_LT | START PUSHBUTTON LIGHT
UL10_05_VFD1 | SI0 | SPARE
UL10_05_VFD1 | SI1 | SPARE
UL10_05_VFD1 | SI2 | SPARE
UL10_05_VFD1 | SI3 | SPARE
UL10_05_VFD1 | SO0 | SPARE
UL10_06_VFD1 | I0 | UL10_6_VFD1_DISC | DISCONNECT AUX
UL10_06_VFD1 | I1 | UL10_6_ENC1 | ENCODER
UL10_06_VFD1 | I2 | UL10_6_TPE1 | TRACKING PHOTOEYE
UL10_06_VFD1 | I3 | SPARE
UL10_06_VFD1 | IO0 | SPARE
UL10_06_VFD1 | IO1 | SPARE
UL10_06_VFD1 | SI0 | SPARE
UL10_06_VFD1 | SI1 | SPARE
UL10_06_VFD1 | SI2 | SPARE
UL10_06_VFD1 | SI3 | SPARE
UL10_06_VFD1 | SO0 | SPARE
UL10_07_VFD1 | I0 | UL10_7_VFD1_DISC | DISCONNECT AUX
UL10_07_VFD1 | I1 | UL10_7_ENC1 | ENCODER
UL10_07_VFD1 | I2 | UL10_7_TPE1 | TRACKING PHOTOEYE
UL10_07_VFD1 | I3 | SPARE
UL10_07_VFD1 | IO0 | SPARE
UL10_07_VFD1 | IO1 | SPARE
UL10_07_VFD1 | SI0 | SPARE
UL10_07_VFD1 | SI1 | SPARE
UL10_07_VFD1 | SI2 | SPARE
UL10_07_VFD1 | SI3 | SPARE
UL10_07_VFD1 | SO0 | SPARE
UL10_08_VFD1 | I0 | UL10_8_VFD1_DISC | DISCONNECT AUX
UL10_08_VFD1 | I1 | UL10_8_ENC1 | ENCODER
UL10_08_VFD1 | I2 | SPARE
UL10_08_VFD1 | I3 | SPARE
UL10_08_VFD1 | IO0 | SPARE
UL10_08_VFD1 | IO1 | SPARE
UL10_08_VFD1 | SI0 | SPARE
UL10_08_VFD1 | SI1 | SPARE
UL10_08_VFD1 | SI2 | SPARE
UL10_08_VFD1 | SI3 | SPARE
UL10_08_VFD1 | SO0 | SPARE
UL10_09_VFD1 | I0 | UL10_9_VFD1_DISC | DISCONNECT AUX
UL10_09_VFD1 | I1 | UL10_9_ENC1 | ENCODER
UL10_09_VFD1 | I2 | UL10_9_TPE1 | TRACKING PHOTOEYE
UL10_09_VFD1 | I3 | UL10_9_TPE2 | TRACKING PHOTOEYE
UL10_09_VFD1 | IO0 | SPARE
UL10_09_VFD1 | IO1 | SPARE
UL10_09_VFD1 | SI0 | SPARE
UL10_09_VFD1 | SI1 | SPARE
UL10_09_VFD1 | SI2 | SPARE
UL10_09_VFD1 | SI3 | SPARE
UL10_09_VFD1 | SO0 | SPARE
UL10_10_VFD1 | I0 | UL10_10_VFD1_DISC | DISCONNECT AUX
UL10_10_VFD1 | I1 | SPARE
UL10_10_VFD1 | I2 | SPARE
UL10_10_VFD1 | I3 | SPARE
UL10_10_VFD1 | IO0 | UL1_9_JR2_PB | JAM RESET PUSHBUTTON
UL10_10_VFD1 | IO1 | UL1_9_JR2_PB_LT | JAM RESET PUSHBUTTON LIGHT
UL10_10_VFD1 | SI0 | SPARE
UL10_10_VFD1 | SI1 | SPARE
UL10_10_VFD1 | SI2 | SPARE
UL10_10_VFD1 | SI3 | SPARE
UL10_10_VFD1 | SO0 | SPARE
UL11_3_FIO1 | IO00 | UL11_3_BCN1_R | RED BEACON LIGHT
UL11_3_FIO1 | IO01 | SPARE
UL11_3_FIO1 | IO02 | UL11_3_BCN2_R | RED BEACON LIGHT
UL11_3_FIO1 | IO03 | SPARE
UL11_3_FIO1 | IO04 | UL11_3_LPE1 | LASEREYE
UL11_3_FIO1 | IO05 | SPARE
UL11_3_FIO1 | IO06 | UL11_3_LPE2 | LASEREYE
UL11_3_FIO1 | IO07 | SPARE
UL11_3_FIO1 | IO08 | UL11_3_S1_PB | START PUSHBUTTON
UL11_3_FIO1 | IO09 | UL11_3_S1_PB_LT | START PUSHBUTTON LIGHT
UL11_3_FIO1 | IO10 | UL11_3_S2_PB | START PUSHBUTTON
UL11_3_FIO1 | IO11 | UL11_3_S2_PB_LT | START PUSHBUTTON LIGHT
UL11_3_FIO1 | IO12 | SPARE
UL11_3_FIO1 | IO13 | SPARE
UL11_3_FIO1 | IO14 | SPARE
UL11_3_FIO1 | IO15 | SPARE
UL11_03_VFD1 | I0 | UL11_3_VFD1_DISC | DISCONNECT AUX
UL11_03_VFD1 | I1 | UL11_3_ENC1 | ENCODER
UL11_03_VFD1 | I2 | UL11_3_TPE1 | TRACKING PHOTOEYE
UL11_03_VFD1 | I3 | UL11_3_TPE2 | TRACKING PHOTOEYE
UL11_03_VFD1 | IO0 | SPARE
UL11_03_VFD1 | IO1 | SPARE
UL11_03_VFD1 | SI0 | UL11_3_EPC1 | E-STOP PULLCORD
UL11_03_VFD1 | SI1 | UL11_3_EPC1_2 | E-STOP PULLCORD
UL11_03_VFD1 | SI2 | UL11_3_EPC2 | E-STOP PULLCORD
UL11_03_VFD1 | SI3 | UL11_3_EPC2_2 | E-STOP PULLCORD
UL11_03_VFD1 | SO0 | SPARE
UL11_04_VFD1 | I0 | UL11_4_VFD1_DISC | DISCONNECT AUX
UL11_04_VFD1 | I1 | SPARE
UL11_04_VFD1 | I2 | UL11_4_TPE1 | TRACKING PHOTOEYE
UL11_04_VFD1 | I3 | SPARE
UL11_04_VFD1 | IO0 | UL11_4_BCN1_R | RED BEACON LIGHT
UL11_04_VFD1 | IO1 | UL11_4_BCN2_R | RED BEACON LIGHT
UL11_04_VFD1 | SI0 | UL11_4_EPC1 | E-STOP PULLCORD
UL11_04_VFD1 | SI1 | UL11_4_EPC1_2 | E-STOP PULLCORD
UL11_04_VFD1 | SI2 | UL11_4_EPC2 | E-STOP PULLCORD
UL11_04_VFD1 | SI3 | UL11_4_EPC2_2 | E-STOP PULLCORD
UL11_04_VFD1 | SO0 | UL11_1_STO1 | E-STOP OK
UL11_05_VFD1 | I0 | UL11_5_VFD1_DISC | DISCONNECT AUX
UL11_05_VFD1 | I1 | UL11_5_ENC1 | ENCODER
UL11_05_VFD1 | I2 | UL11_5_TPE1 | TRACKING PHOTOEYE
UL11_05_VFD1 | I3 | SPARE
UL11_05_VFD1 | IO0 | UL11_4_S1_PB | START PUSHBUTTON
UL11_05_VFD1 | IO1 | UL11_4_S1_PB_LT | START PUSHBUTTON LIGHT
UL11_05_VFD1 | SI0 | UL11_1_ESTOP1 | ESTOP OK
UL11_05_VFD1 | SI1 | SPARE
UL11_05_VFD1 | SI2 | SPARE
UL11_05_VFD1 | SI3 | SPARE
UL11_05_VFD1 | SO0 | SPARE
UL11_06_VFD1 | I0 | UL11_6_VFD1_DISC | DISCONNECT AUX
UL11_06_VFD1 | I1 | UL11_6_ENC1 | ENCODER
UL11_06_VFD1 | I2 | UL11_6_TPE1 | TRACKING PHOTOEYE
UL11_06_VFD1 | I3 | SPARE
UL11_06_VFD1 | IO0 | UL11_4_S2_PB | START PUSHBUTTON
UL11_06_VFD1 | IO1 | UL11_4_S2_PB_LT | START PUSHBUTTON LIGHT
UL11_06_VFD1 | SI0 | SPARE
UL11_06_VFD1 | SI1 | SPARE
UL11_06_VFD1 | SI2 | SPARE
UL11_06_VFD1 | SI3 | SPARE
UL11_06_VFD1 | SO0 | SPARE
UL11_07_VFD1 | I0 | UL11_7_VFD1_DISC | DISCONNECT AUX
UL11_07_VFD1 | I1 | UL11_7_ENC1 | ENCODER
UL11_07_VFD1 | I2 | UL11_7_TPE1 | TRACKING PHOTOEYE
UL11_07_VFD1 | I3 | SPARE
UL11_07_VFD1 | IO0 | SPARE
UL11_07_VFD1 | IO1 | SPARE
UL11_07_VFD1 | SI0 | SPARE
UL11_07_VFD1 | SI1 | SPARE
UL11_07_VFD1 | SI2 | SPARE
UL11_07_VFD1 | SI3 | SPARE
UL11_07_VFD1 | SO0 | SPARE
UL11_08_VFD1 | I0 | UL11_8_VFD1_DISC | DISCONNECT AUX
UL11_08_VFD1 | I1 | UL11_8_ENC1 | ENCODER
UL11_08_VFD1 | I2 | UL11_8_TPE1 | TRACKING PHOTOEYE
UL11_08_VFD1 | I3 | UL11_9_TPE3 | TRACKING PHOTOEYE
UL11_08_VFD1 | IO0 | SPARE
UL11_08_VFD1 | IO1 | SPARE
UL11_08_VFD1 | SI0 | SPARE
UL11_08_VFD1 | SI1 | SPARE
UL11_08_VFD1 | SI2 | SPARE
UL11_08_VFD1 | SI3 | SPARE
UL11_08_VFD1 | SO0 | SPARE
UL11_09_VFD1 | I0 | UL11_9_VFD1_DISC | DISCONNECT AUX
UL11_09_VFD1 | I1 | UL11_9_ENC1 | ENCODER
UL11_09_VFD1 | I2 | UL11_9_TPE1 | TRACKING PHOTOEYE
UL11_09_VFD1 | I3 | UL11_9_TPE2 | TRACKING PHOTOEYE
UL11_09_VFD1 | IO0 | UL11_9_BCN1_A | AMBER BEACON LIGHT
UL11_09_VFD1 | IO1 | UL11_9_BCN1_R | RED BEACON LIGHT
UL11_09_VFD1 | SI0 | UL11_9_EPC1 | E-STOP PULLCORD
UL11_09_VFD1 | SI1 | UL11_9_EPC1_2 | E-STOP PULLCORD
UL11_09_VFD1 | SI2 | UL11_9_EPC2 | E-STOP PULLCORD
UL11_09_VFD1 | SI3 | UL11_9_EPC2_2 | E-STOP PULLCORD
UL11_09_VFD1 | SO0 | UL11_9_BCN2_R | RED BEACON LIGHT
UL11_10A_VFD1 | I0 | UL11_10A_VFD1_DISC | DISCONNECT AUX
UL11_10A_VFD1 | I1 | UL11_9_TPE4 | TRACKING PHOTOEYE
UL11_10A_VFD1 | I2 | UL11_9_TPE5 | TRACKING PHOTOEYE
UL11_10A_VFD1 | I3 | SPARE
UL11_10A_VFD1 | IO0 | UL11_9_S1_PB | START PUSHBUTTON
UL11_10A_VFD1 | IO1 | UL11_9_S1_PB_LT | START PUSHBUTTON LIGHT
UL11_10A_VFD1 | SI0 | SPARE
UL11_10A_VFD1 | SI1 | SPARE
UL11_10A_VFD1 | SI2 | SPARE
UL11_10A_VFD1 | SI3 | SPARE
UL11_10A_VFD1 | SO0 | SPARE
UL11_10B_VFD1 | I0 | UL11_10B_VFD1_DISC | DISCONNECT AUX
UL11_10B_VFD1 | I1 | SPARE
UL11_10B_VFD1 | I2 | SPARE
UL11_10B_VFD1 | I3 | SPARE
UL11_10B_VFD1 | IO0 | UL11_9_JR1_PB | JAM RESET PUSHBUTTON
UL11_10B_VFD1 | IO1 | UL11_9_JR1_PB_LT | JAM RESET PUSHBUTTON LIGHT
UL11_10B_VFD1 | SI0 | SPARE
UL11_10B_VFD1 | SI1 | SPARE
UL11_10B_VFD1 | SI2 | SPARE
UL11_10B_VFD1 | SI3 | SPARE
UL11_10B_VFD1 | SO0 | SPARE
UL11_11_VFD1 | I0 | UL11_11_VFD1_DISC | DISCONNECT AUX
UL11_11_VFD1 | I1 | UL11_11_ENC1 | ENCODER
UL11_11_VFD1 | I2 | UL11_11_TPE1 | TRACKING PHOTOEYE
UL11_11_VFD1 | I3 | UL11_11_TPE2 | TRACKING PHOTOEYE
UL11_11_VFD1 | IO0 | UL11_9_S2_PB | START PUSHBUTTON
UL11_11_VFD1 | IO1 | UL11_9_S2_PB_LT | START PUSHBUTTON LIGHT
UL11_11_VFD1 | SI0 | SPARE
UL11_11_VFD1 | SI1 | SPARE
UL11_11_VFD1 | SI2 | SPARE
UL11_11_VFD1 | SI3 | SPARE
UL11_11_VFD1 | SO0 | SPARE
UL11_12_VFD1 | I0 | UL11_12_VFD1_DISC | DISCONNECT AUX
UL11_12_VFD1 | I1 | UL11_12_ENC1 | ENCODER
UL11_12_VFD1 | I2 | UL11_12_TPE1 | TRACKING PHOTOEYE
UL11_12_VFD1 | I3 | SPARE
UL11_12_VFD1 | IO0 | SPARE
UL11_12_VFD1 | IO1 | SPARE
UL11_12_VFD1 | SI0 | SPARE
UL11_12_VFD1 | SI1 | SPARE
UL11_12_VFD1 | SI2 | SPARE
UL11_12_VFD1 | SI3 | SPARE
UL11_12_VFD1 | SO0 | SPARE
UL11_13_VFD1 | I0 | UL11_13_VFD1_DISC | DISCONNECT AUX
UL11_13_VFD1 | I1 | SPARE
UL11_13_VFD1 | I2 | UL11_13_TPE1 | TRACKING PHOTOEYE
UL11_13_VFD1 | I3 | SPARE
UL11_13_VFD1 | IO0 | SPARE
UL11_13_VFD1 | IO1 | SPARE
UL11_13_VFD1 | SI0 | SPARE
UL11_13_VFD1 | SI1 | SPARE
UL11_13_VFD1 | SI2 | SPARE
UL11_13_VFD1 | SI3 | SPARE
UL11_13_VFD1 | SO0 | SPARE
UL12_3_FIO1 | IO00 | UL12_3_BCN1_R | RED BEACON LIGHT
UL12_3_FIO1 | IO01 | SPARE
UL12_3_FIO1 | IO02 | UL12_3_BCN2_R | RED BEACON LIGHT
UL12_3_FIO1 | IO03 | SPARE
UL12_3_FIO1 | IO04 | UL12_3_LPE1 | LASEREYE
UL12_3_FIO1 | IO05 | SPARE
UL12_3_FIO1 | IO06 | UL12_3_LPE2 | LASEREYE
UL12_3_FIO1 | IO07 | SPARE
UL12_3_FIO1 | IO08 | UL12_3_S1_PB | START PUSHBUTTON
UL12_3_FIO1 | IO09 | UL12_3_S1_PB_LT | START PUSHBUTTON LIGHT
UL12_3_FIO1 | IO10 | UL12_3_S2_PB | START PUSHBUTTON
UL12_3_FIO1 | IO11 | UL12_3_S2_PB_LT | START PUSHBUTTON LIGHT
UL12_3_FIO1 | IO12 | SPARE
UL12_3_FIO1 | IO13 | SPARE
UL12_3_FIO1 | IO14 | SPARE
UL12_3_FIO1 | IO15 | SPARE
UL12_03_VFD1 | I0 | UL12_3_VFD1_DISC | DISCONNECT AUX
UL12_03_VFD1 | I1 | UL12_3_ENC1 | ENCODER
UL12_03_VFD1 | I2 | UL12_3_TPE1 | TRACKING PHOTOEYE
UL12_03_VFD1 | I3 | UL12_3_TPE2 | TRACKING PHOTOEYE
UL12_03_VFD1 | IO0 | SPARE
UL12_03_VFD1 | IO1 | SPARE
UL12_03_VFD1 | SI0 | UL12_3_EPC1 | E-STOP PULLCORD
UL12_03_VFD1 | SI1 | UL12_3_EPC1_2 | E-STOP PULLCORD
UL12_03_VFD1 | SI2 | UL12_3_EPC2 | E-STOP PULLCORD
UL12_03_VFD1 | SI3 | UL12_3_EPC2_2 | E-STOP PULLCORD
UL12_03_VFD1 | SO0 | UL12_1_STO1 | E-STOP OK
UL12_04_VFD1 | I0 | UL12_4_VFD1_DISC | DISCONNECT AUX
UL12_04_VFD1 | I1 | UL12_4_ENC1 | ENCODER
UL12_04_VFD1 | I2 | UL12_4_TPE1 | TRACKING PHOTOEYE
UL12_04_VFD1 | I3 | SPARE
UL12_04_VFD1 | IO0 | UL12_4_BCN1_R | RED BEACON LIGHT
UL12_04_VFD1 | IO1 | UL12_4_BCN2_R | RED BEACON LIGHT
UL12_04_VFD1 | SI0 | UL12_4_EPC1 | E-STOP PULLCORD
UL12_04_VFD1 | SI1 | UL12_4_EPC1_2 | E-STOP PULLCORD
UL12_04_VFD1 | SI2 | UL12_4_EPC2 | E-STOP PULLCORD
UL12_04_VFD1 | SI3 | UL12_4_EPC2_2 | E-STOP PULLCORD
UL12_04_VFD1 | SO0 | SPARE
UL12_05_VFD1 | I0 | UL12_5_VFD1_DISC | DISCONNECT AUX
UL12_05_VFD1 | I1 | UL12_5_ENC1 | ENCODER
UL12_05_VFD1 | I2 | SPARE
UL12_05_VFD1 | I3 | SPARE
UL12_05_VFD1 | IO0 | UL12_4_S1_PB | START PUSHBUTTON
UL12_05_VFD1 | IO1 | UL12_4_S1_PB_LT | START PUSHBUTTON LIGHT
UL12_05_VFD1 | SI0 | UL12_1_ESTOP1 | ESTOP OK | 2025-07-15
UL12_05_VFD1 | SI1 | SPARE
UL12_05_VFD1 | SI2 | SPARE
UL12_05_VFD1 | SI3 | SPARE
UL12_05_VFD1 | SO0 | SPARE
UL12_06_VFD1 | I0 | UL12_6_VFD1_DISC | DISCONNECT AUX
UL12_06_VFD1 | I1 | UL12_6_ENC1 | ENCODER
UL12_06_VFD1 | I2 | UL12_6_TPE1 | TRACKING PHOTOEYE
UL12_06_VFD1 | I3 | UL12_6_TPE2 | TRACKING PHOTOEYE
UL12_06_VFD1 | IO0 | UL12_4_S2_PB | START PUSHBUTTON
UL12_06_VFD1 | IO1 | UL12_4_S2_PB_LT | START PUSHBUTTON LIGHT
UL12_06_VFD1 | SI0 | SPARE
UL12_06_VFD1 | SI1 | SPARE
UL12_06_VFD1 | SI2 | SPARE
UL12_06_VFD1 | SI3 | SPARE
UL12_06_VFD1 | SO0 | SPARE
UL12_07_VFD1 | I0 | UL12_7_VFD1_DISC | DISCONNECT AUX
UL12_07_VFD1 | I1 | UL12_7_ENC1 | ENCODER
UL12_07_VFD1 | I2 | UL12_7_TPE1 | TRACKING PHOTOEYE
UL12_07_VFD1 | I3 | SPARE
UL12_07_VFD1 | IO0 | SPARE
UL12_07_VFD1 | IO1 | SPARE
UL12_07_VFD1 | SI0 | SPARE
UL12_07_VFD1 | SI1 | SPARE
UL12_07_VFD1 | SI2 | SPARE
UL12_07_VFD1 | SI3 | SPARE
UL12_07_VFD1 | SO0 | SPARE
UL12_08_VFD1 | I0 | UL12_8_VFD1_DISC | DISCONNECT AUX
UL12_08_VFD1 | I1 | UL12_8_ENC1 | ENCODER
UL12_08_VFD1 | I2 | UL12_8_TPE1 | TRACKING PHOTOEYE
UL12_08_VFD1 | I3 | SPARE
UL12_08_VFD1 | IO0 | SPARE
UL12_08_VFD1 | IO1 | SPARE
UL12_08_VFD1 | SI0 | SPARE
UL12_08_VFD1 | SI1 | SPARE
UL12_08_VFD1 | SI2 | SPARE
UL12_08_VFD1 | SI3 | SPARE
UL12_08_VFD1 | SO0 | SPARE
UL12_09_VFD1 | I0 | UL12_9_VFD1_DISC | DISCONNECT AUX
UL12_09_VFD1 | I1 | UL12_9_ENC1 | ENCODER
UL12_09_VFD1 | I2 | UL12_9_TPE1 | TRACKING PHOTOEYE
UL12_09_VFD1 | I3 | SPARE
UL12_09_VFD1 | IO0 | SPARE
UL12_09_VFD1 | IO1 | SPARE
UL12_09_VFD1 | SI0 | SPARE
UL12_09_VFD1 | SI1 | SPARE
UL12_09_VFD1 | SI2 | SPARE
UL12_09_VFD1 | SI3 | SPARE
UL12_09_VFD1 | SO0 | SPARE
UL12_10_VFD1 | I0 | UL12_10_VFD1_DISC | DISCONNECT AUX
UL12_10_VFD1 | I1 | SPARE
UL12_10_VFD1 | I2 | SPARE
UL12_10_VFD1 | I3 | SPARE
UL12_10_VFD1 | IO0 | SPARE
UL12_10_VFD1 | IO1 | SPARE
UL12_10_VFD1 | SI0 | SPARE
UL12_10_VFD1 | SI1 | SPARE
UL12_10_VFD1 | SI2 | SPARE
UL12_10_VFD1 | SI3 | SPARE
UL12_10_VFD1 | SO0 | SPARE
UL2_3_FIO1 | IO00 | UL2_3_BCN1_R | RED BEACON LIGHT
UL2_3_FIO1 | IO01 | SPARE
UL2_3_FIO1 | IO02 | UL2_3_BCN2_R | RED BEACON LIGHT
UL2_3_FIO1 | IO03 | SPARE
UL2_3_FIO1 | IO04 | UL2_3_LPE1 | LASEREYE
UL2_3_FIO1 | IO05 | SPARE
UL2_3_FIO1 | IO06 | UL2_3_LPE2 | LASEREYE
UL2_3_FIO1 | IO07 | SPARE
UL2_3_FIO1 | IO08 | UL2_3_S1_PB | START PUSHBUTTON
UL2_3_FIO1 | IO09 | UL2_3_S1_PB_LT | START PUSHBUTTON LIGHT
UL2_3_FIO1 | IO10 | UL2_3_S2_PB | START PUSHBUTTON
UL2_3_FIO1 | IO11 | UL2_3_S2_PB_LT | START PUSHBUTTON LIGHT
UL2_3_FIO1 | IO12 | SPARE
UL2_3_FIO1 | IO13 | SPARE
UL2_3_FIO1 | IO14 | SPARE
UL2_3_FIO1 | IO15 | SPARE
UL2_03_VFD1 | I0 | UL2_3_VFD1_DISC | DISCONNECT AUX
UL2_03_VFD1 | I1 | UL2_3_ENC1 | ENCODER
UL2_03_VFD1 | I2 | UL2_3_TPE1 | TRACKING PHOTOEYE
UL2_03_VFD1 | I3 | UL2_3_TPE2 | TRACKING PHOTOEYE
UL2_03_VFD1 | IO0 | SPARE
UL2_03_VFD1 | IO1 | SPARE
UL2_03_VFD1 | SI0 | UL2_3_EPC1 | E-STOP PULLCORD
UL2_03_VFD1 | SI1 | UL2_3_EPC1_2 | E-STOP PULLCORD
UL2_03_VFD1 | SI2 | UL2_3_EPC2 | E-STOP PULLCORD
UL2_03_VFD1 | SI3 | UL2_3_EPC2_2 | E-STOP PULLCORD
UL2_03_VFD1 | SO0 | UL2_1_STO1 | E-STOP OK
UL2_04_VFD1 | I0 | UL2_4_VFD1_DISC | DISCONNECT AUX
UL2_04_VFD1 | I1 | UL2_4_ENC1 | ENCODER
UL2_04_VFD1 | I2 | UL2_4_TPE1 | TRACKING PHOTOEYE
UL2_04_VFD1 | I3 | SPARE
UL2_04_VFD1 | IO0 | UL2_4_BCN1_R | RED BEACON LIGHT
UL2_04_VFD1 | IO1 | UL2_4_BCN2_R | RED BEACON LIGHT
UL2_04_VFD1 | SI0 | UL2_4_EPC1 | E-STOP PULLCORD
UL2_04_VFD1 | SI1 | UL2_4_EPC1_2 | E-STOP PULLCORD
UL2_04_VFD1 | SI2 | UL2_4_EPC2 | E-STOP PULLCORD
UL2_04_VFD1 | SI3 | UL2_4_EPC2_2 | E-STOP PULLCORD
UL2_04_VFD1 | SO0 | SPARE
UL2_05_VFD1 | I0 | UL2_5_VFD1_DISC | DISCONNECT AUX
UL2_05_VFD1 | I1 | UL2_5_ENC1 | ENCODER
UL2_05_VFD1 | I2 | SPARE
UL2_05_VFD1 | I3 | SPARE
UL2_05_VFD1 | IO0 | UL2_4_S1_PB | START PUSHBUTTON
UL2_05_VFD1 | IO1 | UL2_4_S1_PB_LT | START PUSHBUTTON LIGHT
UL2_05_VFD1 | SI0 | UL2_1_ESTOP1 | ESTOP OK
UL2_05_VFD1 | SI1 | SPARE
UL2_05_VFD1 | SI2 | SPARE
UL2_05_VFD1 | SI3 | SPARE
UL2_05_VFD1 | SO0 | SPARE
UL2_06_VFD1 | I0 | UL2_6_VFD1_DISC | DISCONNECT AUX
UL2_06_VFD1 | I1 | UL2_6_ENC1 | ENCODER
UL2_06_VFD1 | I2 | UL2_6_TPE1 | TRACKING PHOTOEYE
UL2_06_VFD1 | I3 | UL2_6_TPE2 | TRACKING PHOTOEYE
UL2_06_VFD1 | IO0 | UL2_4_S2_PB | START PUSHBUTTON
UL2_06_VFD1 | IO1 | UL2_4_S2_PB_LT | START PUSHBUTTON LIGHT
UL2_06_VFD1 | SI0 | SPARE
UL2_06_VFD1 | SI1 | SPARE
UL2_06_VFD1 | SI2 | SPARE
UL2_06_VFD1 | SI3 | SPARE
UL2_06_VFD1 | SO0 | SPARE
UL2_07_VFD1 | I0 | UL2_7_VFD1_DISC | DISCONNECT AUX
UL2_07_VFD1 | I1 | UL2_7_ENC1 | ENCODER
UL2_07_VFD1 | I2 | UL2_7_TPE1 | TRACKING PHOTOEYE
UL2_07_VFD1 | I3 | SPARE
UL2_07_VFD1 | IO0 | SPARE
UL2_07_VFD1 | IO1 | SPARE
UL2_07_VFD1 | SI0 | SPARE
UL2_07_VFD1 | SI1 | SPARE
UL2_07_VFD1 | SI2 | SPARE
UL2_07_VFD1 | SI3 | SPARE
UL2_07_VFD1 | SO0 | SPARE
UL2_08_VFD1 | I0 | UL2_8_VFD1_DISC | DISCONNECT AUX
UL2_08_VFD1 | I1 | UL2_8_ENC1 | ENCODER
UL2_08_VFD1 | I2 | UL2_8_TPE1 | TRACKING PHOTOEYE
UL2_08_VFD1 | I3 | SPARE
UL2_08_VFD1 | IO0 | SPARE
UL2_08_VFD1 | IO1 | SPARE
UL2_08_VFD1 | SI0 | SPARE
UL2_08_VFD1 | SI1 | SPARE
UL2_08_VFD1 | SI2 | SPARE
UL2_08_VFD1 | SI3 | SPARE
UL2_08_VFD1 | SO0 | SPARE
UL2_09_VFD1 | I0 | UL2_9_VFD1_DISC | DISCONNECT AUX
UL2_09_VFD1 | I1 | UL2_9_ENC1 | ENCODER
UL2_09_VFD1 | I2 | UL2_9_TPE1 | TRACKING PHOTOEYE
UL2_09_VFD1 | I3 | SPARE
UL2_09_VFD1 | IO0 | SPARE
UL2_09_VFD1 | IO1 | SPARE
UL2_09_VFD1 | SI0 | SPARE
UL2_09_VFD1 | SI1 | SPARE
UL2_09_VFD1 | SI2 | SPARE
UL2_09_VFD1 | SI3 | SPARE
UL2_09_VFD1 | SO0 | SPARE
UL2_10_VFD1 | I0 | UL2_10_VFD1_DISC | DISCONNECT AUX
UL2_10_VFD1 | I1 | SPARE
UL2_10_VFD1 | I2 | SPARE
UL2_10_VFD1 | I3 | SPARE
UL2_10_VFD1 | IO0 | SPARE
UL2_10_VFD1 | IO1 | SPARE
UL2_10_VFD1 | SI0 | SPARE
UL2_10_VFD1 | SI1 | SPARE
UL2_10_VFD1 | SI2 | SPARE
UL2_10_VFD1 | SI3 | SPARE
UL2_10_VFD1 | SO0 | SPARE
UL3_01_VFD1 | I0 | UL3_1_VFD1_DISC | DISCONNECT AUX
UL3_01_VFD1 | I1 | SPARE
UL3_01_VFD1 | I2 | UL3_1_TPE1 | TRACKING PHOTOEYE
UL3_01_VFD1 | I3 | SPARE
UL3_01_VFD1 | IO0 | SPARE
UL3_01_VFD1 | IO1 | SPARE
UL3_01_VFD1 | SI0 | UL3_1_EPC1 | E-STOP PULLCORD
UL3_01_VFD1 | SI1 | UL3_1_EPC1_2 | E-STOP PULLCORD
UL3_01_VFD1 | SI2 | UL3_1_EPC2 | E-STOP PULLCORD
UL3_01_VFD1 | SI3 | UL3_1_EPC2_2 | E-STOP PULLCORD
UL3_01_VFD1 | SO0 | SPARE
UL3_2_FIO1 | IO00 | UL3_1_BCN1_R | RED BEACON LIGHT
UL3_2_FIO1 | IO01 | UL3_1_BCN2_R | RED BEACON LIGHT
UL3_2_FIO1 | IO02 | UL3_1_SS1_SPB | SS STATION START PUSHBUTTON | 2025-07-01
UL3_2_FIO1 | IO03 | UL3_1_SS1_SPB_LT | SS STATION START PUSHBUTTON LIGHT | 2025-07-01
UL3_2_FIO1 | IO04 | UL3_1_SS1_STPB | SS STATION STOP PUSHBUTTON | 2025-07-01
UL3_2_FIO1 | IO05 | SPARE
UL3_2_FIO1 | IO06 | UL3_2_LPE1 | LASEREYE
UL3_2_FIO1 | IO07 | SPARE
UL3_2_FIO1 | IO08 | UL3_2_LPE2 | LASEREYE
UL3_2_FIO1 | IO09 | SPARE
UL3_2_FIO1 | IO10 | UL3_2_BCN1_R | RED BEACON LIGHT
UL3_2_FIO1 | IO11 | UL3_2_BCN2_R | RED BEACON LIGHT
UL3_2_FIO1 | IO12 | UL3_2_S1_PB | START PUSHBUTTON
UL3_2_FIO1 | IO13 | UL3_2_S1_PB_LT | START PUSHBUTTON LIGHT
UL3_2_FIO1 | IO14 | UL3_2_S2_PB | START PUSHBUTTON
UL3_2_FIO1 | IO15 | UL3_2_S2_PB_LT | START PUSHBUTTON LIGHT
UL3_02_VFD1 | I0 | UL3_2_VFD1_DISC | DISCONNECT AUX
UL3_02_VFD1 | I1 | UL3_2_ENC1 | ENCODER
UL3_02_VFD1 | I2 | UL3_2_TPE1 | TRACKING PHOTOEYE
UL3_02_VFD1 | I3 | UL3_2_TPE2 | TRACKING PHOTOEYE
UL3_02_VFD1 | IO0 | SPARE
UL3_02_VFD1 | IO1 | SPARE
UL3_02_VFD1 | SI0 | UL3_2_EPC1 | E-STOP PULLCORD
UL3_02_VFD1 | SI1 | UL3_2_EPC1_2 | E-STOP PULLCORD
UL3_02_VFD1 | SI2 | UL3_2_EPC2 | E-STOP PULLCORD
UL3_02_VFD1 | SI3 | UL3_2_EPC2_2 | E-STOP PULLCORD
UL3_02_VFD1 | SO0 | SPARE
UL3_03_VFD1 | I0 | UL3_3_VFD1_DISC | DISCONNECT AUX
UL3_03_VFD1 | I1 | UL3_3_ENC1 | ENCODER
UL3_03_VFD1 | I2 | SPARE
UL3_03_VFD1 | I3 | SPARE
UL3_03_VFD1 | IO0 | SPARE
UL3_03_VFD1 | IO1 | SPARE
UL3_03_VFD1 | SI0 | SPARE
UL3_03_VFD1 | SI1 | SPARE
UL3_03_VFD1 | SI2 | SPARE
UL3_03_VFD1 | SI3 | SPARE
UL3_03_VFD1 | SO0 | SPARE
UL3_04_VFD1 | I0 | UL3_4_VFD1_DISC | DISCONNECT AUX
UL3_04_VFD1 | I1 | UL3_4_ENC1 | ENCODER
UL3_04_VFD1 | I2 | UL3_4_TPE1 | TRACKING PHOTOEYE
UL3_04_VFD1 | I3 | UL3_4_TPE2 | TRACKING PHOTOEYE
UL3_04_VFD1 | IO0 | SPARE
UL3_04_VFD1 | IO1 | SPARE
UL3_04_VFD1 | SI0 | SPARE
UL3_04_VFD1 | SI1 | SPARE
UL3_04_VFD1 | SI2 | SPARE
UL3_04_VFD1 | SI3 | SPARE
UL3_04_VFD1 | SO0 | SPARE
UL3_05_VFD1 | I0 | UL3_5_VFD1_DISC | DISCONNECT AUX
UL3_05_VFD1 | I1 | UL3_5_ENC1 | ENCODER
UL3_05_VFD1 | I2 | UL3_5_TPE1 | TRACKING PHOTOEYE
UL3_05_VFD1 | I3 | SPARE
UL3_05_VFD1 | IO0 | SPARE
UL3_05_VFD1 | IO1 | SPARE
UL3_05_VFD1 | SI0 | SPARE
UL3_05_VFD1 | SI1 | SPARE
UL3_05_VFD1 | SI2 | SPARE
UL3_05_VFD1 | SI3 | SPARE
UL3_05_VFD1 | SO0 | SPARE
UL3_06_VFD1 | I0 | UL3_6_VFD1_DISC | DISCONNECT AUX
UL3_06_VFD1 | I1 | UL3_6_ENC1 | ENCODER
UL3_06_VFD1 | I2 | UL3_6_TPE1 | TRACKING PHOTOEYE
UL3_06_VFD1 | I3 | SPARE
UL3_06_VFD1 | IO0 | SPARE
UL3_06_VFD1 | IO1 | SPARE
UL3_06_VFD1 | SI0 | SPARE
UL3_06_VFD1 | SI1 | SPARE
UL3_06_VFD1 | SI2 | SPARE
UL3_06_VFD1 | SI3 | SPARE
UL3_06_VFD1 | SO0 | SPARE
UL3_07_VFD1 | I0 | UL3_7_VFD1_DISC | DISCONNECT AUX
UL3_07_VFD1 | I1 | UL3_7_ENC1 | ENCODER
UL3_07_VFD1 | I2 | UL3_7_TPE1 | TRACKING PHOTOEYE
UL3_07_VFD1 | I3 | SPARE
UL3_07_VFD1 | IO0 | SPARE
UL3_07_VFD1 | IO1 | SPARE
UL3_07_VFD1 | SI0 | SPARE
UL3_07_VFD1 | SI1 | SPARE
UL3_07_VFD1 | SI2 | SPARE
UL3_07_VFD1 | SI3 | SPARE
UL3_07_VFD1 | SO0 | SPARE
UL3_08_VFD1 | I0 | UL3_8_VFD1_DISC | DISCONNECT AUX
UL3_08_VFD1 | I1 | UL3_8_ENC1 | ENCODER
UL3_08_VFD1 | I2 | UL3_8_TPE1 | TRACKING PHOTOEYE
UL3_08_VFD1 | I3 | SPARE
UL3_08_VFD1 | IO0 | SPARE
UL3_08_VFD1 | IO1 | SPARE
UL3_08_VFD1 | SI0 | SPARE
UL3_08_VFD1 | SI1 | SPARE
UL3_08_VFD1 | SI2 | SPARE
UL3_08_VFD1 | SI3 | SPARE
UL3_08_VFD1 | SO0 | SPARE
UL3_09_VFD1 | I0 | UL3_9_VFD1_DISC | DISCONNECT AUX
UL3_09_VFD1 | I1 | SPARE
UL3_09_VFD1 | I2 | SPARE
UL3_09_VFD1 | I3 | SPARE
UL3_09_VFD1 | IO0 | SPARE
UL3_09_VFD1 | IO1 | SPARE
UL3_09_VFD1 | SI0 | SPARE
UL3_09_VFD1 | SI1 | SPARE
UL3_09_VFD1 | SI2 | SPARE
UL3_09_VFD1 | SI3 | SPARE
UL3_09_VFD1 | SO0 | SPARE
UL4_3_FIO1 | IO00 | UL4_3_BCN1_R | RED BEACON LIGHT
UL4_3_FIO1 | IO01 | SPARE
UL4_3_FIO1 | IO02 | UL4_3_BCN2_R | RED BEACON LIGHT
UL4_3_FIO1 | IO03 | SPARE
UL4_3_FIO1 | IO04 | UL4_3_LPE1 | LASEREYE
UL4_3_FIO1 | IO05 | SPARE
UL4_3_FIO1 | IO06 | UL4_3_LPE2 | LASEREYE
UL4_3_FIO1 | IO07 | SPARE
UL4_3_FIO1 | IO08 | UL4_3_S1_PB | START PUSHBUTTON
UL4_3_FIO1 | IO09 | UL4_3_S1_PB_LT | START PUSHBUTTON LIGHT
UL4_3_FIO1 | IO10 | UL4_3_S2_PB | START PUSHBUTTON
UL4_3_FIO1 | IO11 | UL4_3_S2_PB_LT | START PUSHBUTTON LIGHT
UL4_3_FIO1 | IO12 | SPARE
UL4_3_FIO1 | IO13 | SPARE
UL4_3_FIO1 | IO14 | SPARE
UL4_3_FIO1 | IO15 | SPARE
UL4_03_VFD1 | I0 | UL4_3_VFD1_DISC | DISCONNECT AUX
UL4_03_VFD1 | I1 | UL4_3_ENC1 | ENCODER
UL4_03_VFD1 | I2 | UL4_3_TPE1 | TRACKING PHOTOEYE
UL4_03_VFD1 | I3 | UL4_3_TPE2 | TRACKING PHOTOEYE
UL4_03_VFD1 | IO0 | SPARE
UL4_03_VFD1 | IO1 | SPARE
UL4_03_VFD1 | SI0 | UL4_3_EPC1 | E-STOP PULLCORD
UL4_03_VFD1 | SI1 | UL4_3_EPC1_2 | E-STOP PULLCORD
UL4_03_VFD1 | SI2 | UL4_3_EPC2 | E-STOP PULLCORD
UL4_03_VFD1 | SI3 | UL4_3_EPC2_2 | E-STOP PULLCORD
UL4_03_VFD1 | SO0 | UL4_1_STO1 | E-STOP OK
UL4_04_VFD1 | I0 | UL4_4_VFD1_DISC | DISCONNECT AUX
UL4_04_VFD1 | I1 | UL4_4_ENC1 | ENCODER
UL4_04_VFD1 | I2 | UL4_4_TPE1 | TRACKING PHOTOEYE
UL4_04_VFD1 | I3 | SPARE
UL4_04_VFD1 | IO0 | UL4_4_BCN1_R | RED BEACON LIGHT
UL4_04_VFD1 | IO1 | UL4_4_BCN2_R | RED BEACON LIGHT
UL4_04_VFD1 | SI0 | UL4_4_EPC1 | E-STOP PULLCORD
UL4_04_VFD1 | SI1 | UL4_4_EPC1_2 | E-STOP PULLCORD
UL4_04_VFD1 | SI2 | UL4_4_EPC2 | E-STOP PULLCORD
UL4_04_VFD1 | SI3 | UL4_4_EPC2_2 | E-STOP PULLCORD
UL4_04_VFD1 | SO0 | SPARE
UL4_05_VFD1 | I0 | UL4_5_VFD1_DISC | DISCONNECT AUX
UL4_05_VFD1 | I1 | UL4_5_ENC1 | ENCODER
UL4_05_VFD1 | I2 | UL4_5_TPE1 | TRACKING PHOTOEYE
UL4_05_VFD1 | I3 | SPARE
UL4_05_VFD1 | IO0 | UL4_4_S1_PB | START PUSHBUTTON
UL4_05_VFD1 | IO1 | UL4_4_S1_PB_LT | START PUSHBUTTON LIGHT
UL4_05_VFD1 | SI0 | UL4_1_ESTOP1 | ESTOP OK
UL4_05_VFD1 | SI1 | SPARE
UL4_05_VFD1 | SI2 | SPARE
UL4_05_VFD1 | SI3 | SPARE
UL4_05_VFD1 | SO0 | SPARE
UL4_06_VFD1 | I0 | UL4_6_VFD1_DISC | DISCONNECT AUX
UL4_06_VFD1 | I1 | UL4_6_ENC1 | ENCODER
UL4_06_VFD1 | I2 | UL4_6_TPE1 | TRACKING PHOTOEYE
UL4_06_VFD1 | I3 | SPARE
UL4_06_VFD1 | IO0 | UL4_4_S2_PB | START PUSHBUTTON
UL4_06_VFD1 | IO1 | UL4_4_S2_PB_LT | START PUSHBUTTON LIGHT
UL4_06_VFD1 | SI0 | SPARE
UL4_06_VFD1 | SI1 | SPARE
UL4_06_VFD1 | SI2 | SPARE
UL4_06_VFD1 | SI3 | SPARE
UL4_06_VFD1 | SO0 | SPARE
UL4_07_VFD1 | I0 | UL4_7_VFD1_DISC | DISCONNECT AUX
UL4_07_VFD1 | I1 | UL4_7_ENC1 | ENCODER
UL4_07_VFD1 | I2 | UL4_7_TPE1 | TRACKING PHOTOEYE
UL4_07_VFD1 | I3 | SPARE
UL4_07_VFD1 | IO0 | SPARE
UL4_07_VFD1 | IO1 | SPARE
UL4_07_VFD1 | SI0 | SPARE
UL4_07_VFD1 | SI1 | SPARE
UL4_07_VFD1 | SI2 | SPARE
UL4_07_VFD1 | SI3 | SPARE
UL4_07_VFD1 | SO0 | SPARE
UL4_08_VFD1 | I0 | UL4_8_VFD1_DISC | DISCONNECT AUX
UL4_08_VFD1 | I1 | UL4_8_ENC1 | ENCODER
UL4_08_VFD1 | I2 | UL4_8_TPE1 | TRACKING PHOTOEYE
UL4_08_VFD1 | I3 | SPARE
UL4_08_VFD1 | IO0 | SPARE
UL4_08_VFD1 | IO1 | SPARE
UL4_08_VFD1 | SI0 | SPARE
UL4_08_VFD1 | SI1 | SPARE
UL4_08_VFD1 | SI2 | SPARE
UL4_08_VFD1 | SI3 | SPARE
UL4_08_VFD1 | SO0 | SPARE
UL4_09_VFD1 | I0 | UL4_9_VFD1_DISC | DISCONNECT AUX
UL4_09_VFD1 | I1 | UL4_9_ENC1 | ENCODER
UL4_09_VFD1 | I2 | UL4_9_TPE1 | TRACKING PHOTOEYE
UL4_09_VFD1 | I3 | UL4_9_TPE2 | TRACKING PHOTOEYE
UL4_09_VFD1 | IO0 | UL4_9_BCN1_A | AMBER BEACON LIGHT
UL4_09_VFD1 | IO1 | UL4_9_BCN1_R | RED BEACON LIGHT
UL4_09_VFD1 | SI0 | UL4_9_EPC1 | E-STOP PULLCORD
UL4_09_VFD1 | SI1 | UL4_9_EPC1_2 | E-STOP PULLCORD
UL4_09_VFD1 | SI2 | UL4_9_EPC2 | E-STOP PULLCORD
UL4_09_VFD1 | SI3 | UL4_9_EPC2_2 | E-STOP PULLCORD
UL4_09_VFD1 | SO0 | UL4_9_BCN2_R | RED BEACON LIGHT
UL4_10A_VFD1 | I0 | UL4_10A_VFD1_DISC | DISCONNECT AUX
UL4_10A_VFD1 | I1 | UL4_9_TPE3 | TRACKING PHOTOEYE
UL4_10A_VFD1 | I2 | UL4_9_TPE4 | TRACKING PHOTOEYE
UL4_10A_VFD1 | I3 | UL4_9_TPE5 | TRACKING PHOTOEYE
UL4_10A_VFD1 | IO0 | UL4_9_JR1_PB | JAM RESET PUSHBUTTON
UL4_10A_VFD1 | IO1 | UL4_9_JR1_PB_LT | JAM RESET PUSHBUTTON LIGHT
UL4_10A_VFD1 | SI0 | SPARE
UL4_10A_VFD1 | SI1 | SPARE
UL4_10A_VFD1 | SI2 | SPARE
UL4_10A_VFD1 | SI3 | SPARE
UL4_10A_VFD1 | SO0 | SPARE
UL4_10B_VFD1 | I0 | UL4_10B_VFD1_DISC | DISCONNECT AUX
UL4_10B_VFD1 | I1 | SPARE
UL4_10B_VFD1 | I2 | SPARE
UL4_10B_VFD1 | I3 | SPARE
UL4_10B_VFD1 | IO0 | UL4_9_JR2_PB | JAM RESET PUSHBUTTON
UL4_10B_VFD1 | IO1 | UL4_9_JR2_PB_LT | JAM RESET PUSHBUTTON LIGHT
UL4_10B_VFD1 | SI0 | SPARE
UL4_10B_VFD1 | SI1 | SPARE
UL4_10B_VFD1 | SI2 | SPARE
UL4_10B_VFD1 | SI3 | SPARE
UL4_10B_VFD1 | SO0 | SPARE
UL4_11_VFD1 | I0 | UL4_11_VFD1_DISC | DISCONNECT AUX
UL4_11_VFD1 | I1 | SPARE
UL4_11_VFD1 | I2 | UL4_11_TPE1 | TRACKING PHOTOEYE
UL4_11_VFD1 | I3 | UL4_11_TPE2 | TRACKING PHOTOEYE
UL4_11_VFD1 | IO0 | UL4_9_S1_PB | START PUSHBUTTON
UL4_11_VFD1 | IO1 | UL4_9_S1_PB_LT | START PUSHBUTTON LIGHT
UL4_11_VFD1 | SI0 | SPARE
UL4_11_VFD1 | SI1 | SPARE
UL4_11_VFD1 | SI2 | SPARE
UL4_11_VFD1 | SI3 | SPARE
UL4_11_VFD1 | SO0 | SPARE
UL4_12_VFD1 | I0 | UL4_12_VFD1_DISC | DISCONNECT AUX
UL4_12_VFD1 | I1 | SPARE
UL4_12_VFD1 | I2 | UL4_12_TPE1 | TRACKING PHOTOEYE
UL4_12_VFD1 | I3 | SPARE
UL4_12_VFD1 | IO0 | UL4_9_S2_PB | START PUSHBUTTON
UL4_12_VFD1 | IO1 | UL4_9_S2_PB_LT | START PUSHBUTTON LIGHT
UL4_12_VFD1 | SI0 | SPARE
UL4_12_VFD1 | SI1 | SPARE
UL4_12_VFD1 | SI2 | SPARE
UL4_12_VFD1 | SI3 | SPARE
UL4_12_VFD1 | SO0 | SPARE
UL4_13_VFD1 | I0 | UL4_13_VFD1_DISC | DISCONNECT AUX
UL4_13_VFD1 | I1 | SPARE
UL4_13_VFD1 | I2 | SPARE
UL4_13_VFD1 | I3 | SPARE
UL4_13_VFD1 | IO0 | SPARE
UL4_13_VFD1 | IO1 | SPARE
UL4_13_VFD1 | SI0 | SPARE
UL4_13_VFD1 | SI1 | SPARE
UL4_13_VFD1 | SI2 | SPARE
UL4_13_VFD1 | SI3 | SPARE
UL4_13_VFD1 | SO0 | SPARE
UL5_3_FIO1 | IO00 | UL5_3_BCN1_R | RED BEACON LIGHT
UL5_3_FIO1 | IO01 | SPARE
UL5_3_FIO1 | IO02 | UL5_3_BCN2_R | RED BEACON LIGHT
UL5_3_FIO1 | IO03 | SPARE
UL5_3_FIO1 | IO04 | UL5_3_LPE1 | LASEREYE
UL5_3_FIO1 | IO05 | SPARE
UL5_3_FIO1 | IO06 | UL5_3_LPE2 | LASEREYE
UL5_3_FIO1 | IO07 | SPARE
UL5_3_FIO1 | IO08 | UL5_3_S1_PB | START PUSHBUTTON
UL5_3_FIO1 | IO09 | UL5_3_S1_PB_LT | START PUSHBUTTON LIGHT
UL5_3_FIO1 | IO10 | UL5_3_S2_PB | START PUSHBUTTON
UL5_3_FIO1 | IO11 | UL5_3_S2_PB_LT | START PUSHBUTTON LIGHT
UL5_3_FIO1 | IO12 | SPARE
UL5_3_FIO1 | IO13 | SPARE
UL5_3_FIO1 | IO14 | SPARE
UL5_3_FIO1 | IO15 | SPARE
UL5_03_VFD1 | I0 | UL5_3_VFD1_DISC | DISCONNECT AUX
UL5_03_VFD1 | I1 | UL5_3_ENC1 | ENCODER
UL5_03_VFD1 | I2 | UL5_3_TPE1 | TRACKING PHOTOEYE
UL5_03_VFD1 | I3 | UL5_3_TPE2 | TRACKING PHOTOEYE
UL5_03_VFD1 | IO0 | UL5_4_S1_PB | START PUSHBUTTON
UL5_03_VFD1 | IO1 | UL5_4_S1_PB_LT | START PUSHBUTTON LIGHT
UL5_03_VFD1 | SI0 | UL5_3_EPC1 | E-STOP PULLCORD
UL5_03_VFD1 | SI1 | UL5_3_EPC1_2 | E-STOP PULLCORD
UL5_03_VFD1 | SI2 | UL5_3_EPC2 | E-STOP PULLCORD
UL5_03_VFD1 | SI3 | UL5_3_EPC2_2 | E-STOP PULLCORD
UL5_03_VFD1 | SO0 | UL5_1_STO1 | E-STOP OK
UL5_04_VFD1 | I0 | UL5_4_VFD1_DISC | DISCONNECT AUX
UL5_04_VFD1 | I1 | UL5_4_ENC1 | ENCODER
UL5_04_VFD1 | I2 | UL5_4_TPE1 | TRACKING PHOTOEYE
UL5_04_VFD1 | I3 | SPARE
UL5_04_VFD1 | IO0 | UL5_4_BCN1_R | RED BEACON LIGHT
UL5_04_VFD1 | IO1 | UL5_4_BCN2_R | RED BEACON LIGHT
UL5_04_VFD1 | SI0 | UL5_4_EPC1 | E-STOP PULLCORD
UL5_04_VFD1 | SI1 | UL5_4_EPC1_2 | E-STOP PULLCORD
UL5_04_VFD1 | SI2 | UL5_4_EPC2 | E-STOP PULLCORD
UL5_04_VFD1 | SI3 | UL5_4_EPC2_2 | E-STOP PULLCORD
UL5_04_VFD1 | SO0 | SPARE
UL5_05_VFD1 | I0 | UL5_5_VFD1_DISC | DISCONNECT AUX
UL5_05_VFD1 | I1 | UL5_5_ENC1 | ENCODER
UL5_05_VFD1 | I2 | SPARE
UL5_05_VFD1 | I3 | SPARE
UL5_05_VFD1 | IO0 | UL5_4_S2_PB | START PUSHBUTTON
UL5_05_VFD1 | IO1 | UL5_4_S2_PB_LT | START PUSHBUTTON LIGHT
UL5_05_VFD1 | SI0 | UL5_1_ESTOP1 | E-STOP OK
UL5_05_VFD1 | SI1 | SPARE
UL5_05_VFD1 | SI2 | SPARE
UL5_05_VFD1 | SI3 | SPARE
UL5_05_VFD1 | SO0 | SPARE
UL5_06_VFD1 | I0 | UL5_6_VFD1_DISC | DISCONNECT AUX
UL5_06_VFD1 | I1 | UL5_6_ENC1 | ENCODER
UL5_06_VFD1 | I2 | UL5_6_TPE1 | TRACKING PHOTOEYE
UL5_06_VFD1 | I3 | UL5_6_TPE2 | TRACKING PHOTOEYE
UL5_06_VFD1 | IO0 | SPARE
UL5_06_VFD1 | IO1 | SPARE
UL5_06_VFD1 | SI0 | SPARE
UL5_06_VFD1 | SI1 | SPARE
UL5_06_VFD1 | SI2 | SPARE
UL5_06_VFD1 | SI3 | SPARE
UL5_06_VFD1 | SO0 | SPARE
UL5_07_VFD1 | I0 | UL5_7_VFD1_DISC | DISCONNECT AUX
UL5_07_VFD1 | I1 | UL5_7_ENC1 | ENCODER
UL5_07_VFD1 | I2 | UL5_7_TPE1 | TRACKING PHOTOEYE
UL5_07_VFD1 | I3 | SPARE
UL5_07_VFD1 | IO0 | SPARE
UL5_07_VFD1 | IO1 | SPARE
UL5_07_VFD1 | SI0 | SPARE
UL5_07_VFD1 | SI1 | SPARE
UL5_07_VFD1 | SI2 | SPARE
UL5_07_VFD1 | SI3 | SPARE
UL5_07_VFD1 | SO0 | SPARE
UL5_08_VFD1 | I0 | UL5_8_VFD1_DISC | DISCONNECT AUX
UL5_08_VFD1 | I1 | UL5_8_ENC1 | ENCODER
UL5_08_VFD1 | I2 | UL5_8_TPE1 | TRACKING PHOTOEYE
UL5_08_VFD1 | I3 | SPARE
UL5_08_VFD1 | IO0 | SPARE
UL5_08_VFD1 | IO1 | SPARE
UL5_08_VFD1 | SI0 | SPARE
UL5_08_VFD1 | SI1 | SPARE
UL5_08_VFD1 | SI2 | SPARE
UL5_08_VFD1 | SI3 | SPARE
UL5_08_VFD1 | SO0 | SPARE
UL5_09_VFD1 | I0 | UL5_9_VFD1_DISC | DISCONNECT AUX
UL5_09_VFD1 | I1 | UL5_9_ENC1 | ENCODER
UL5_09_VFD1 | I2 | UL5_9_TPE1 | TRACKING PHOTOEYE
UL5_09_VFD1 | I3 | SPARE
UL5_09_VFD1 | IO0 | SPARE
UL5_09_VFD1 | IO1 | SPARE
UL5_09_VFD1 | SI0 | SPARE
UL5_09_VFD1 | SI1 | SPARE
UL5_09_VFD1 | SI2 | SPARE
UL5_09_VFD1 | SI3 | SPARE
UL5_09_VFD1 | SO0 | SPARE
UL5_10_VFD1 | I0 | UL5_10_VFD1_DISC | DISCONNECT AUX
UL5_10_VFD1 | I1 | SPARE
UL5_10_VFD1 | I2 | SPARE
UL5_10_VFD1 | I3 | SPARE
UL5_10_VFD1 | IO0 | SPARE
UL5_10_VFD1 | IO1 | SPARE
UL5_10_VFD1 | SI0 | SPARE
UL5_10_VFD1 | SI1 | SPARE
UL5_10_VFD1 | SI2 | SPARE
UL5_10_VFD1 | SI3 | SPARE
UL5_10_VFD1 | SO0 | SPARE
UL6_01_VFD1 | I0 | UL6_1_VFD1_DISC | DISCONNECT AUX
UL6_01_VFD1 | I1 | SPARE
UL6_01_VFD1 | I2 | UL6_1_TPE1 | TRACKING PHOTOEYE
UL6_01_VFD1 | I3 | SPARE
UL6_01_VFD1 | IO0 | SPARE
UL6_01_VFD1 | IO1 | SPARE
UL6_01_VFD1 | SI0 | UL6_1_EPC1 | E-STOP PULLCORD
UL6_01_VFD1 | SI1 | UL6_1_EPC1_2 | E-STOP PULLCORD
UL6_01_VFD1 | SI2 | UL6_1_EPC2 | E-STOP PULLCORD
UL6_01_VFD1 | SI3 | UL6_1_EPC2_2 | E-STOP PULLCORD
UL6_01_VFD1 | SO0 | SPARE
UL6_2_FIO1 | IO00 | UL6_1_BCN1_R | RED BEACON LIGHT
UL6_2_FIO1 | IO01 | UL6_1_BCN2_R | RED BEACON LIGHT
UL6_2_FIO1 | IO02 | UL6_1_SS1_SPB | SS STATION START PUSHBUTTON | 2025-07-01
UL6_2_FIO1 | IO03 | UL6_1_SS1_SPB_LT | SS STATION START PUSHBUTTON LIGHT | 2025-07-01
UL6_2_FIO1 | IO04 | UL6_1_SS1_STPB | SS STATION STOP PUSHBUTTON | 2025-07-01
UL6_2_FIO1 | IO05 | SPARE
UL6_2_FIO1 | IO06 | UL6_2_BCN1_R | RED BEACON LIGHT
UL6_2_FIO1 | IO07 | UL6_2_BCN2_R | RED BEACON LIGHT
UL6_2_FIO1 | IO08 | UL6_2_LPE1 | LASEREYE
UL6_2_FIO1 | IO09 | SPARE
UL6_2_FIO1 | IO10 | UL6_2_LPE2 | LASEREYE
UL6_2_FIO1 | IO11 | SPARE
UL6_2_FIO1 | IO12 | UL6_2_S1_PB | START PUSHBUTTON
UL6_2_FIO1 | IO13 | UL6_2_S1_PB_LT | START PUSHBUTTON LIGHT
UL6_2_FIO1 | IO14 | UL6_2_S2_PB | START PUSHBUTTON
UL6_2_FIO1 | IO15 | UL6_2_S2_PB_LT | START PUSHBUTTON LIGHT
UL6_02_VFD1 | I0 | UL6_2_VFD1_DISC | DISCONNECT AUX
UL6_02_VFD1 | I1 | UL6_2_ENC1 | ENCODER
UL6_02_VFD1 | I2 | UL6_2_TPE1 | TRACKING PHOTOEYE
UL6_02_VFD1 | I3 | UL6_2_TPE2 | TRACKING PHOTOEYE
UL6_02_VFD1 | IO0 | SPARE
UL6_02_VFD1 | IO1 | SPARE
UL6_02_VFD1 | SI0 | UL6_2_EPC1 | E-STOP PULLCORD
UL6_02_VFD1 | SI1 | UL6_2_EPC1_2 | E-STOP PULLCORD
UL6_02_VFD1 | SI2 | UL6_2_EPC2 | E-STOP PULLCORD
UL6_02_VFD1 | SI3 | UL6_2_EPC2_2 | E-STOP PULLCORD
UL6_02_VFD1 | SO0 | SPARE
UL6_03_VFD1 | I0 | UL6_3_VFD1_DISC | DISCONNECT AUX
UL6_03_VFD1 | I1 | UL6_3_ENC1 | ENCODER
UL6_03_VFD1 | I2 | SPARE
UL6_03_VFD1 | I3 | SPARE
UL6_03_VFD1 | IO0 | SPARE
UL6_03_VFD1 | IO1 | SPARE
UL6_03_VFD1 | SI0 | SPARE
UL6_03_VFD1 | SI1 | SPARE
UL6_03_VFD1 | SI2 | SPARE
UL6_03_VFD1 | SI3 | SPARE
UL6_03_VFD1 | SO0 | SPARE
UL6_04_VFD1 | I0 | UL6_4_VFD1_DISC | DISCONNECT AUX
UL6_04_VFD1 | I1 | UL6_4_ENC1 | ENCODER
UL6_04_VFD1 | I2 | UL6_4_TPE1 | TRACKING PHOTOEYE
UL6_04_VFD1 | I3 | UL6_4_TPE2 | TRACKING PHOTOEYE
UL6_04_VFD1 | IO0 | SPARE
UL6_04_VFD1 | IO1 | SPARE
UL6_04_VFD1 | SI0 | SPARE
UL6_04_VFD1 | SI1 | SPARE
UL6_04_VFD1 | SI2 | SPARE
UL6_04_VFD1 | SI3 | SPARE
UL6_04_VFD1 | SO0 | SPARE
UL6_05_VFD1 | I0 | UL6_5_VFD1_DISC | DISCONNECT AUX
UL6_05_VFD1 | I1 | UL6_5_ENC1 | ENCODER
UL6_05_VFD1 | I2 | UL6_5_TPE1 | TRACKING PHOTOEYE
UL6_05_VFD1 | I3 | SPARE
UL6_05_VFD1 | IO0 | SPARE
UL6_05_VFD1 | IO1 | SPARE
UL6_05_VFD1 | SI0 | SPARE
UL6_05_VFD1 | SI1 | SPARE
UL6_05_VFD1 | SI2 | SPARE
UL6_05_VFD1 | SI3 | SPARE
UL6_05_VFD1 | SO0 | SPARE
UL6_06_VFD1 | I0 | UL6_6_VFD1_DISC | DISCONNECT AUX
UL6_06_VFD1 | I1 | UL6_6_ENC1 | ENCODER
UL6_06_VFD1 | I2 | UL6_6_TPE1 | TRACKING PHOTOEYE
UL6_06_VFD1 | I3 | SPARE
UL6_06_VFD1 | IO0 | SPARE
UL6_06_VFD1 | IO1 | SPARE
UL6_06_VFD1 | SI0 | SPARE
UL6_06_VFD1 | SI1 | SPARE
UL6_06_VFD1 | SI2 | SPARE
UL6_06_VFD1 | SI3 | SPARE
UL6_06_VFD1 | SO0 | SPARE
UL6_07_VFD1 | I0 | UL6_7_VFD1_DISC | DISCONNECT AUX
UL6_07_VFD1 | I1 | UL6_7_ENC1 | ENCODER
UL6_07_VFD1 | I2 | UL6_7_TPE1 | TRACKING PHOTOEYE
UL6_07_VFD1 | I3 | SPARE
UL6_07_VFD1 | IO0 | SPARE
UL6_07_VFD1 | IO1 | SPARE
UL6_07_VFD1 | SI0 | SPARE
UL6_07_VFD1 | SI1 | SPARE
UL6_07_VFD1 | SI2 | SPARE
UL6_07_VFD1 | SI3 | SPARE
UL6_07_VFD1 | SO0 | SPARE
UL6_08_VFD1 | I0 | UL6_8_VFD1_DISC | DISCONNECT AUX
UL6_08_VFD1 | I1 | UL6_8_ENC1 | ENCODER
UL6_08_VFD1 | I2 | UL6_8_TPE1 | TRACKING PHOTOEYE
UL6_08_VFD1 | I3 | SPARE
UL6_08_VFD1 | IO0 | SPARE
UL6_08_VFD1 | IO1 | SPARE
UL6_08_VFD1 | SI0 | SPARE
UL6_08_VFD1 | SI1 | SPARE
UL6_08_VFD1 | SI2 | SPARE
UL6_08_VFD1 | SI3 | SPARE
UL6_08_VFD1 | SO0 | SPARE
UL6_09_VFD1 | I0 | UL6_9_VFD1_DISC | DISCONNECT AUX
UL6_09_VFD1 | I1 | SPARE
UL6_09_VFD1 | I2 | SPARE
UL6_09_VFD1 | I3 | SPARE
UL6_09_VFD1 | IO0 | SPARE
UL6_09_VFD1 | IO1 | SPARE
UL6_09_VFD1 | SI0 | SPARE
UL6_09_VFD1 | SI1 | SPARE
UL6_09_VFD1 | SI2 | SPARE
UL6_09_VFD1 | SI3 | SPARE
UL6_09_VFD1 | SO0 | SPARE
UL7_3_FIO1 | IO00 | UL7_3_BCN1_R | RED BEACON LIGHT
UL7_3_FIO1 | IO01 | SPARE
UL7_3_FIO1 | IO02 | UL7_3_BCN2_R | RED BEACON LIGHT
UL7_3_FIO1 | IO03 | SPARE
UL7_3_FIO1 | IO04 | UL7_3_LPE1 | LASEREYE
UL7_3_FIO1 | IO05 | SPARE
UL7_3_FIO1 | IO06 | UL7_3_LPE2 | LASEREYE
UL7_3_FIO1 | IO07 | SPARE
UL7_3_FIO1 | IO08 | UL7_3_S1_PB | START PUSHBUTTON
UL7_3_FIO1 | IO09 | UL7_3_S1_PB_LT | START PUSHBUTTON LIGHT
UL7_3_FIO1 | IO10 | UL7_3_S2_PB | START PUSHBUTTON
UL7_3_FIO1 | IO11 | UL7_3_S2_PB_LT | START PUSHBUTTON LIGHT
UL7_3_FIO1 | IO12 | SPARE
UL7_3_FIO1 | IO13 | SPARE
UL7_3_FIO1 | IO14 | SPARE
UL7_3_FIO1 | IO15 | SPARE
UL7_03_VFD1 | I0 | UL7_3_VFD1_DISC | DISCONNECT AUX
UL7_03_VFD1 | I1 | UL7_3_ENC1 | ENCODER
UL7_03_VFD1 | I2 | UL7_3_TPE1 | TRACKING PHOTOEYE
UL7_03_VFD1 | I3 | UL7_3_TPE2 | TRACKING PHOTOEYE
UL7_03_VFD1 | IO0 | UL7_4_S1_PB | START PUSHBUTTON
UL7_03_VFD1 | IO1 | UL7_4_S1_PB_LT | START PUSHBUTTON LIGHT
UL7_03_VFD1 | SI0 | UL7_3_EPC1 | E-STOP PULLCORD
UL7_03_VFD1 | SI1 | UL7_3_EPC1_2 | E-STOP PULLCORD
UL7_03_VFD1 | SI2 | UL7_3_EPC2 | E-STOP PULLCORD
UL7_03_VFD1 | SI3 | UL7_3_EPC2_2 | E-STOP PULLCORD
UL7_03_VFD1 | SO0 | UL7_1_STO1 | E-STOP OK
UL7_04_VFD1 | I0 | UL7_4_VFD1_DISC | DISCONNECT AUX
UL7_04_VFD1 | I1 | UL7_4_ENC1 | ENCODER
UL7_04_VFD1 | I2 | UL7_4_TPE1 | TRACKING PHOTOEYE
UL7_04_VFD1 | I3 | SPARE
UL7_04_VFD1 | IO0 | UL7_4_BCN1_R | RED BEACON LIGHT
UL7_04_VFD1 | IO1 | UL7_4_BCN2_R | RED BEACON LIGHT
UL7_04_VFD1 | SI0 | UL7_4_EPC1 | E-STOP PULLCORD
UL7_04_VFD1 | SI1 | UL7_4_EPC1_2 | E-STOP PULLCORD
UL7_04_VFD1 | SI2 | UL7_4_EPC2 | E-STOP PULLCORD
UL7_04_VFD1 | SI3 | UL7_4_EPC2_2 | E-STOP PULLCORD
UL7_04_VFD1 | SO0 | SPARE
UL7_05_VFD1 | I0 | UL7_5_VFD1_DISC | DISCONNECT AUX
UL7_05_VFD1 | I1 | UL7_5_ENC1 | ENCODER
UL7_05_VFD1 | I2 | UL7_5_TPE1 | TRACKING PHOTOEYE
UL7_05_VFD1 | I3 | SPARE
UL7_05_VFD1 | IO0 | UL7_4_S2_PB | START PUSHBUTTON
UL7_05_VFD1 | IO1 | UL7_4_S2_PB_LT | START PUSHBUTTON LIGHT
UL7_05_VFD1 | SI0 | UL7_1_ESTOP1 | ESTOP OK
UL7_05_VFD1 | SI1 | SPARE
UL7_05_VFD1 | SI2 | SPARE
UL7_05_VFD1 | SI3 | SPARE
UL7_05_VFD1 | SO0 | SPARE
UL7_06_VFD1 | I0 | UL7_6_VFD1_DISC | DISCONNECT AUX
UL7_06_VFD1 | I1 | UL7_6_ENC1 | ENCODER
UL7_06_VFD1 | I2 | UL7_6_TPE1 | TRACKING PHOTOEYE
UL7_06_VFD1 | I3 | SPARE
UL7_06_VFD1 | IO0 | UL7_9_S1_PB | START PUSHBUTTON
UL7_06_VFD1 | IO1 | UL7_9_S1_PB_LT | START PUSHBUTTON LIGHT
UL7_06_VFD1 | SI0 | SPARE
UL7_06_VFD1 | SI1 | SPARE
UL7_06_VFD1 | SI2 | SPARE
UL7_06_VFD1 | SI3 | SPARE
UL7_06_VFD1 | SO0 | SPARE
UL7_07_VFD1 | I0 | UL7_7_VFD1_DISC | DISCONNECT AUX
UL7_07_VFD1 | I1 | UL7_7_ENC1 | ENCODER
UL7_07_VFD1 | I2 | UL7_7_TPE1 | TRACKING PHOTOEYE
UL7_07_VFD1 | I3 | SPARE
UL7_07_VFD1 | IO0 | UL7_9_JR2_PB | JAM RESET PUSHBUTTON
UL7_07_VFD1 | IO1 | UL7_9_JR2_PB_LT | JAM RESET PUSHBUTTON LIGHT
UL7_07_VFD1 | SI0 | SPARE
UL7_07_VFD1 | SI1 | SPARE
UL7_07_VFD1 | SI2 | SPARE
UL7_07_VFD1 | SI3 | SPARE
UL7_07_VFD1 | SO0 | SPARE
UL7_08_VFD1 | I0 | UL7_8_VFD1_DISC | DISCONNECT AUX
UL7_08_VFD1 | I1 | UL7_8_ENC1 | ENCODER
UL7_08_VFD1 | I2 | UL7_8_TPE1 | TRACKING PHOTOEYE
UL7_08_VFD1 | I3 | SPARE
UL7_08_VFD1 | IO0 | UL7_9_JR1_PB | JAM RESET PUSHBUTTON
UL7_08_VFD1 | IO1 | UL7_9_JR1_PB_LT | JAM RESET PUSHBUTTON LIGHT
UL7_08_VFD1 | SI0 | SPARE
UL7_08_VFD1 | SI1 | SPARE
UL7_08_VFD1 | SI2 | SPARE
UL7_08_VFD1 | SI3 | SPARE
UL7_08_VFD1 | SO0 | SPARE
UL7_09_VFD1 | I0 | UL7_9_VFD1_DISC | DISCONNECT AUX
UL7_09_VFD1 | I1 | SPARE
UL7_09_VFD1 | I2 | UL7_9_TPE1 | TRACKING PHOTOEYE
UL7_09_VFD1 | I3 | UL7_9_TPE2 | TRACKING PHOTOEYE
UL7_09_VFD1 | IO0 | UL7_9_BCN1_A | AMBER BEACON LIGHT
UL7_09_VFD1 | IO1 | UL7_9_BCN1_R | RED BEACON LIGHT
UL7_09_VFD1 | SI0 | UL7_9_EPC1 | E-STOP PULLCORD
UL7_09_VFD1 | SI1 | UL7_9_EPC1_2 | E-STOP PULLCORD
UL7_09_VFD1 | SI2 | UL7_9_EPC2 | E-STOP PULLCORD
UL7_09_VFD1 | SI3 | UL7_9_EPC2_2 | E-STOP PULLCORD
UL7_09_VFD1 | SO0 | UL7_9_BCN2_R | RED BEACON LIGHT
UL7_10A_VFD1 | I0 | UL7_10A_VFD1_DISC | DISCONNECT AUX
UL7_10A_VFD1 | I1 | UL7_9_TPE4 | TRACKING PHOTOEYE
UL7_10A_VFD1 | I2 | UL7_9_TPE5 | TRACKING PHOTOEYE
UL7_10A_VFD1 | I3 | SPARE
UL7_10A_VFD1 | IO0 | UL7_9_S2_PB | START PUSHBUTTON
UL7_10A_VFD1 | IO1 | UL7_9_S2_PB_LT | START PUSHBUTTON LIGHT
UL7_10A_VFD1 | SI0 | SPARE
UL7_10A_VFD1 | SI1 | SPARE
UL7_10A_VFD1 | SI2 | SPARE
UL7_10A_VFD1 | SI3 | SPARE
UL7_10A_VFD1 | SO0 | SPARE
UL7_10B_VFD1 | I0 | UL7_10B_VFD1_DISC | DISCONNECT AUX
UL7_10B_VFD1 | I1 | SPARE
UL7_10B_VFD1 | I2 | SPARE
UL7_10B_VFD1 | I3 | SPARE
UL7_10B_VFD1 | IO0 | SPARE
UL7_10B_VFD1 | IO1 | SPARE
UL7_10B_VFD1 | SI0 | SPARE
UL7_10B_VFD1 | SI1 | SPARE
UL7_10B_VFD1 | SI2 | SPARE
UL7_10B_VFD1 | SI3 | SPARE
UL7_10B_VFD1 | SO0 | SPARE
UL7_11_VFD1 | I0 | UL7_11_VFD1_DISC | DISCONNECT AUX
UL7_11_VFD1 | I1 | SPARE
UL7_11_VFD1 | I2 | UL7_11_TPE1 | TRACKING PHOTOEYE
UL7_11_VFD1 | I3 | UL7_11_TPE2 | TRACKING PHOTOEYE
UL7_11_VFD1 | IO0 | SPARE
UL7_11_VFD1 | IO1 | SPARE
UL7_11_VFD1 | SI0 | SPARE
UL7_11_VFD1 | SI1 | SPARE
UL7_11_VFD1 | SI2 | SPARE
UL7_11_VFD1 | SI3 | SPARE
UL7_11_VFD1 | SO0 | SPARE
UL7_12_VFD1 | I0 | UL7_12_VFD1_DISC | DISCONNECT AUX
UL7_12_VFD1 | I1 | SPARE
UL7_12_VFD1 | I2 | UL7_12_TPE1 | TRACKING PHOTOEYE
UL7_12_VFD1 | I3 | SPARE
UL7_12_VFD1 | IO0 | SPARE
UL7_12_VFD1 | IO1 | SPARE
UL7_12_VFD1 | SI0 | SPARE
UL7_12_VFD1 | SI1 | SPARE
UL7_12_VFD1 | SI2 | SPARE
UL7_12_VFD1 | SI3 | SPARE
UL7_12_VFD1 | SO0 | SPARE
UL7_13_VFD1 | I0 | UL7_13_VFD1_DISC | DISCONNECT AUX
UL7_13_VFD1 | I1 | SPARE
UL7_13_VFD1 | I2 | SPARE
UL7_13_VFD1 | I3 | SPARE
UL7_13_VFD1 | IO0 | SPARE
UL7_13_VFD1 | IO1 | SPARE
UL7_13_VFD1 | SI0 | SPARE
UL7_13_VFD1 | SI1 | SPARE
UL7_13_VFD1 | SI2 | SPARE
UL7_13_VFD1 | SI3 | SPARE
UL7_13_VFD1 | SO0 | SPARE
UL8_01_VFD1 | I0 | UL8_1_VFD1_DISC | DISCONNECT AUX
UL8_01_VFD1 | I1 | SPARE
UL8_01_VFD1 | I2 | UL8_1_TPE1 | TRACKING PHOTOEYE
UL8_01_VFD1 | I3 | SPARE
UL8_01_VFD1 | IO0 | SPARE
UL8_01_VFD1 | IO1 | SPARE
UL8_01_VFD1 | SI0 | UL8_1_EPC1 | E-STOP PULLCORD
UL8_01_VFD1 | SI1 | UL8_1_EPC1_2 | E-STOP PULLCORD
UL8_01_VFD1 | SI2 | UL8_1_EPC2 | E-STOP PULLCORD
UL8_01_VFD1 | SI3 | UL8_1_EPC2_2 | E-STOP PULLCORD
UL8_01_VFD1 | SO0 | SPARE
UL8_2_FIO1 | IO00 | UL8_1_BCN1_R | RED BEACON LIGHT
UL8_2_FIO1 | IO01 | SPARE
UL8_2_FIO1 | IO02 | UL8_1_BCN2_R | RED BEACON LIGHT
UL8_2_FIO1 | IO03 | SPARE
UL8_2_FIO1 | IO04 | UL8_1_SS1_SPB | SS STATION START PUSHBUTTON | 2025-07-01
UL8_2_FIO1 | IO05 | UL8_1_SS1_SPB_LT | SS STATION START PUSHBUTTON LIGHT | 2025-07-01
UL8_2_FIO1 | IO06 | UL8_1_SS1_STPB | SS STATION STOP PUSHBUTTON | 2025-07-01
UL8_2_FIO1 | IO07 | SPARE
UL8_2_FIO1 | IO08 | UL8_2_LPE1 | LASEREYE
UL8_2_FIO1 | IO09 | SPARE
UL8_2_FIO1 | IO10 | UL8_2_LPE2 | LASEREYE
UL8_2_FIO1 | IO11 | SPARE
UL8_2_FIO1 | IO12 | SPARE
UL8_2_FIO1 | IO13 | SPARE
UL8_2_FIO1 | IO14 | SPARE
UL8_2_FIO1 | IO15 | SPARE
UL8_02_VFD1 | I0 | UL8_2_VFD1_DISC | DISCONNECT AUX
UL8_02_VFD1 | I1 | SPARE
UL8_02_VFD1 | I2 | UL8_2_TPE1 | TRACKING PHOTOEYE
UL8_02_VFD1 | I3 | UL8_2_TPE2 | TRACKING PHOTOEYE
UL8_02_VFD1 | IO0 | SPARE
UL8_02_VFD1 | IO1 | SPARE
UL8_02_VFD1 | SI0 | SPARE
UL8_02_VFD1 | SI1 | SPARE
UL8_02_VFD1 | SI2 | SPARE
UL8_02_VFD1 | SI3 | SPARE
UL8_02_VFD1 | SO0 | SPARE
UL8_03_VFD1 | I0 | UL8_3_VFD1_DISC | DISCONNECT AUX
UL8_03_VFD1 | I1 | UL8_3_ENC1 | ENCODER
UL8_03_VFD1 | I2 | UL8_3_TPE1 | TRACKING PHOTOEYE
UL8_03_VFD1 | I3 | SPARE
UL8_03_VFD1 | IO0 | UL8_3_BCN1_R | RED BEACON LIGHT
UL8_03_VFD1 | IO1 | UL8_3_BCN2_R | RED BEACON LIGHT
UL8_03_VFD1 | SI0 | UL8_3_EPC1 | E-STOP PULLCORD
UL8_03_VFD1 | SI1 | UL8_3_EPC1_2 | E-STOP PULLCORD
UL8_03_VFD1 | SI2 | UL8_3_EPC2 | E-STOP PULLCORD
UL8_03_VFD1 | SI3 | UL8_3_EPC2_2 | E-STOP PULLCORD
UL8_03_VFD1 | SO0 | SPARE
UL8_04_VFD1 | I0 | UL8_4_VFD1_DISC | DISCONNECT AUX
UL8_04_VFD1 | I1 | UL8_4_ENC1 | ENCODER
UL8_04_VFD1 | I2 | SPARE
UL8_04_VFD1 | I3 | SPARE
UL8_04_VFD1 | IO0 | UL8_3_S1_PB | START PUSHBUTTON
UL8_04_VFD1 | IO1 | UL8_3_S1_PB_LT | START PUSHBUTTON LIGHT
UL8_04_VFD1 | SI0 | SPARE
UL8_04_VFD1 | SI1 | SPARE
UL8_04_VFD1 | SI2 | SPARE
UL8_04_VFD1 | SI3 | SPARE
UL8_04_VFD1 | SO0 | SPARE
UL8_05_VFD1 | I0 | UL8_5_VFD1_DISC | DISCONNECT AUX
UL8_05_VFD1 | I1 | UL8_5_ENC1 | ENCODER
UL8_05_VFD1 | I2 | UL8_5_TPE1 | TRACKING PHOTOEYE
UL8_05_VFD1 | I3 | UL8_5_TPE2 | TRACKING PHOTOEYE
UL8_05_VFD1 | IO0 | UL8_3_S2_PB | START PUSHBUTTON
UL8_05_VFD1 | IO1 | UL8_3_S2_PB_LT | START PUSHBUTTON LIGHT
UL8_05_VFD1 | SI0 | SPARE
UL8_05_VFD1 | SI1 | SPARE
UL8_05_VFD1 | SI2 | SPARE
UL8_05_VFD1 | SI3 | SPARE
UL8_05_VFD1 | SO0 | SPARE
UL8_06_VFD1 | I0 | UL8_6_VFD1_DISC | DISCONNECT AUX
UL8_06_VFD1 | I1 | UL8_6_ENC1 | ENCODER
UL8_06_VFD1 | I2 | UL8_6_TPE1 | TRACKING PHOTOEYE
UL8_06_VFD1 | I3 | SPARE
UL8_06_VFD1 | IO0 | SPARE
UL8_06_VFD1 | IO1 | SPARE
UL8_06_VFD1 | SI0 | SPARE
UL8_06_VFD1 | SI1 | SPARE
UL8_06_VFD1 | SI2 | SPARE
UL8_06_VFD1 | SI3 | SPARE
UL8_06_VFD1 | SO0 | SPARE
UL8_07_VFD1 | I0 | UL8_7_VFD1_DISC | DISCONNECT AUX
UL8_07_VFD1 | I1 | UL8_7_ENC1 | ENCODER
UL8_07_VFD1 | I2 | UL8_7_TPE1 | TRACKING PHOTOEYE
UL8_07_VFD1 | I3 | SPARE
UL8_07_VFD1 | IO0 | SPARE
UL8_07_VFD1 | IO1 | SPARE
UL8_07_VFD1 | SI0 | SPARE
UL8_07_VFD1 | SI1 | SPARE
UL8_07_VFD1 | SI2 | SPARE
UL8_07_VFD1 | SI3 | SPARE
UL8_07_VFD1 | SO0 | SPARE
UL8_08_VFD1 | I0 | UL8_8_VFD1_DISC | DISCONNECT AUX
UL8_08_VFD1 | I1 | UL8_8_ENC1 | ENCODER
UL8_08_VFD1 | I2 | UL8_8_TPE1 | TRACKING PHOTOEYE
UL8_08_VFD1 | I3 | SPARE
UL8_08_VFD1 | IO0 | SPARE
UL8_08_VFD1 | IO1 | SPARE
UL8_08_VFD1 | SI0 | SPARE
UL8_08_VFD1 | SI1 | SPARE
UL8_08_VFD1 | SI2 | SPARE
UL8_08_VFD1 | SI3 | SPARE
UL8_08_VFD1 | SO0 | SPARE
UL8_09_VFD1 | I0 | UL8_9_VFD1_DISC | DISCONNECT AUX
UL8_09_VFD1 | I1 | SPARE
UL8_09_VFD1 | I2 | SPARE
UL8_09_VFD1 | I3 | SPARE
UL8_09_VFD1 | IO0 | SPARE
UL8_09_VFD1 | IO1 | SPARE
UL8_09_VFD1 | SI0 | SPARE
UL8_09_VFD1 | SI1 | SPARE
UL8_09_VFD1 | SI2 | SPARE
UL8_09_VFD1 | SI3 | SPARE
UL8_09_VFD1 | SO0 | SPARE
UL9_3_FIO1 | IO00 | UL9_3_BCN1_R | RED BEACON LIGHT
UL9_3_FIO1 | IO01 | SPARE
UL9_3_FIO1 | IO02 | UL9_3_BCN2_R | RED BEACON LIGHT
UL9_3_FIO1 | IO03 | SPARE
UL9_3_FIO1 | IO04 | UL9_3_LPE1 | LASEREYE
UL9_3_FIO1 | IO05 | SPARE
UL9_3_FIO1 | IO06 | UL9_3_LPE2 | LASEREYE
UL9_3_FIO1 | IO07 | SPARE
UL9_3_FIO1 | IO08 | UL9_3_S1_PB | START PUSHBUTTON
UL9_3_FIO1 | IO09 | UL9_3_S1_PB_LT | START PUSHBUTTON LIGHT
UL9_3_FIO1 | IO10 | UL9_3_S2_PB | START PUSHBUTTON
UL9_3_FIO1 | IO11 | UL9_3_S2_PB_LT | START PUSHBUTTON LIGHT
UL9_3_FIO1 | IO12 | SPARE
UL9_3_FIO1 | IO13 | SPARE
UL9_3_FIO1 | IO14 | SPARE
UL9_3_FIO1 | IO15 | SPARE
UL9_03_VFD1 | I0 | UL9_3_VFD1_DISC | DISCONNECT AUX
UL9_03_VFD1 | I1 | UL9_3_ENC1 | ENCODER
UL9_03_VFD1 | I2 | UL9_3_TPE1 | TRACKING PHOTOEYE
UL9_03_VFD1 | I3 | UL9_3_TPE2 | TRACKING PHOTOEYE
UL9_03_VFD1 | IO0 | SPARE
UL9_03_VFD1 | IO1 | SPARE
UL9_03_VFD1 | SI0 | UL9_3_EPC1 | E-STOP PULLCORD
UL9_03_VFD1 | SI1 | UL9_3_EPC1_2 | E-STOP PULLCORD
UL9_03_VFD1 | SI2 | UL9_3_EPC2 | E-STOP PULLCORD
UL9_03_VFD1 | SI3 | UL9_3_EPC2_2 | E-STOP PULLCORD
UL9_03_VFD1 | SO0 | SPARE
UL9_04_VFD1 | I0 | UL9_4_VFD1_DISC | DISCONNECT AUX
UL9_04_VFD1 | I1 | UL9_4_ENC1 | ENCODER
UL9_04_VFD1 | I2 | UL9_4_TPE1 | TRACKING PHOTOEYE
UL9_04_VFD1 | I3 | SPARE
UL9_04_VFD1 | IO0 | UL9_4_BCN1_R | RED BEACON LIGHT
UL9_04_VFD1 | IO1 | UL9_4_BCN2_R | RED BEACON LIGHT
UL9_04_VFD1 | SI0 | UL9_4_EPC1 | E-STOP PULLCORD
UL9_04_VFD1 | SI1 | UL9_4_EPC1_2 | E-STOP PULLCORD
UL9_04_VFD1 | SI2 | UL9_4_EPC2 | E-STOP PULLCORD
UL9_04_VFD1 | SI3 | UL9_4_EPC2_2 | E-STOP PULLCORD
UL9_04_VFD1 | SO0 | UL9_1_STO1 | E-STOP OK
UL9_05_VFD1 | I0 | UL9_5_VFD1_DISC | DISCONNECT AUX
UL9_05_VFD1 | I1 | UL9_5_ENC1 | ENCODER
UL9_05_VFD1 | I2 | SPARE
UL9_05_VFD1 | I3 | SPARE
UL9_05_VFD1 | IO0 | UL9_4_S1_PB | START PUSHBUTTON
UL9_05_VFD1 | IO1 | UL9_4_S1_PB_LT | START PUSHBUTTON LIGHT
UL9_05_VFD1 | SI0 | UL9_1_ESTOP1 | ESTOP OK
UL9_05_VFD1 | SI1 | SPARE
UL9_05_VFD1 | SI2 | SPARE
UL9_05_VFD1 | SI3 | SPARE
UL9_05_VFD1 | SO0 | SPARE
UL9_06_VFD1 | I0 | UL9_6_VFD1_DISC | DISCONNECT AUX
UL9_06_VFD1 | I1 | UL9_6_ENC1 | ENCODER
UL9_06_VFD1 | I2 | UL9_6_TPE1 | TRACKING PHOTOEYE
UL9_06_VFD1 | I3 | UL9_6_TPE2 | TRACKING PHOTOEYE
UL9_06_VFD1 | IO0 | UL9_4_S2_PB | START PUSHBUTTON
UL9_06_VFD1 | IO1 | UL9_4_S2_PB_LT | START PUSHBUTTON LIGHT
UL9_06_VFD1 | SI0 | SPARE
UL9_06_VFD1 | SI1 | SPARE
UL9_06_VFD1 | SI2 | SPARE
UL9_06_VFD1 | SI3 | SPARE
UL9_06_VFD1 | SO0 | SPARE
UL9_07_VFD1 | I0 | UL9_7_VFD1_DISC | DISCONNECT AUX
UL9_07_VFD1 | I1 | UL9_7_ENC1 | ENCODER
UL9_07_VFD1 | I2 | UL9_7_TPE1 | TRACKING PHOTOEYE
UL9_07_VFD1 | I3 | SPARE
UL9_07_VFD1 | IO0 | SPARE
UL9_07_VFD1 | IO1 | SPARE
UL9_07_VFD1 | SI0 | SPARE
UL9_07_VFD1 | SI1 | SPARE
UL9_07_VFD1 | SI2 | SPARE
UL9_07_VFD1 | SI3 | SPARE
UL9_07_VFD1 | SO0 | SPARE
UL9_08_VFD1 | I0 | UL9_8_VFD1_DISC | DISCONNECT AUX
UL9_08_VFD1 | I1 | UL9_8_ENC1 | ENCODER
UL9_08_VFD1 | I2 | UL9_8_TPE1 | TRACKING PHOTOEYE
UL9_08_VFD1 | I3 | SPARE
UL9_08_VFD1 | IO0 | SPARE
UL9_08_VFD1 | IO1 | SPARE
UL9_08_VFD1 | SI0 | SPARE
UL9_08_VFD1 | SI1 | SPARE
UL9_08_VFD1 | SI2 | SPARE
UL9_08_VFD1 | SI3 | SPARE
UL9_08_VFD1 | SO0 | SPARE
UL9_09_VFD1 | I0 | UL9_9_VFD1_DISC | DISCONNECT AUX
UL9_09_VFD1 | I1 | UL9_9_ENC1 | ENCODER
UL9_09_VFD1 | I2 | UL9_9_TPE1 | TRACKING PHOTOEYE
UL9_09_VFD1 | I3 | SPARE
UL9_09_VFD1 | IO0 | SPARE
UL9_09_VFD1 | IO1 | SPARE
UL9_09_VFD1 | SI0 | SPARE
UL9_09_VFD1 | SI1 | SPARE
UL9_09_VFD1 | SI2 | SPARE
UL9_09_VFD1 | SI3 | SPARE
UL9_09_VFD1 | SO0 | SPARE
UL9_10_VFD1 | I0 | UL9_10_VFD1_DISC | DISCONNECT AUX
UL9_10_VFD1 | I1 | UL9_10_ENC1 | ENCODER
UL9_10_VFD1 | I2 | UL9_10_TPE1 | TRACKING PHOTOEYE
UL9_10_VFD1 | I3 | SPARE
UL9_10_VFD1 | IO0 | SPARE
UL9_10_VFD1 | IO1 | SPARE
UL9_10_VFD1 | SI0 | SPARE
UL9_10_VFD1 | SI1 | SPARE
UL9_10_VFD1 | SI2 | SPARE
UL9_10_VFD1 | SI3 | SPARE
UL9_10_VFD1 | SO0 | SPARE
UL9_11_VFD1 | I0 | UL9_11_VFD1_DISC | DISCONNECT AUX
UL9_11_VFD1 | I1 | SPARE
UL9_11_VFD1 | I2 | SPARE
UL9_11_VFD1 | I3 | SPARE
UL9_11_VFD1 | IO0 | SPARE
UL9_11_VFD1 | IO1 | SPARE
UL9_11_VFD1 | SI0 | SPARE
UL9_11_VFD1 | SI1 | SPARE
UL9_11_VFD1 | SI2 | SPARE
UL9_11_VFD1 | SI3 | SPARE
UL9_11_VFD1 | SO0 | SPARE
UL1_13_FIO1 | IO00 | UL1_13_PE1 | DEBRIS SENSOR
UL1_13_FIO1 | IO01
UL1_13_FIO1 | IO02 | UL1_13_PE2 | BELT ENGAGEMENT SENSOR
UL1_13_FIO1 | IO03
UL1_13_FIO1 | IO04 | UL1_13_SOL1 | DIVERT MODULE
UL1_13_FIO1 | IO05
UL1_13_FIO1 | IO06 | UL1_13_SOL2 | DIVERT MODULE
UL1_13_FIO1 | IO07
UL1_13_FIO1 | IO08 | UL1_13_PE3 | ENTRANCE PE
UL1_13_FIO1 | IO09
UL1_13_FIO1 | IO10 | UL1_13_PE4 | EXIT PE
UL1_13_FIO1 | IO11
UL1_13_FIO1 | IO12 | UL1_13_SOL3 | DIVERT MODULE
UL1_13_FIO1 | IO13
UL1_13_FIO1 | IO14 | UL1_13_PE5 | DEBRIS SENSOR
UL1_13_FIO1 | IO15
UL4_13_FIO1 | IO00 | UL4_13_PE1 | DEBRIS SENSOR
UL4_13_FIO1 | IO01
UL4_13_FIO1 | IO02 | UL4_13_PE2 | BELT ENGAGEMENT SENSOR
UL4_13_FIO1 | IO03
UL4_13_FIO1 | IO04 | UL4_13_SOL1 | DIVERT MODULE
UL4_13_FIO1 | IO05
UL4_13_FIO1 | IO06 | UL4_13_SOL2 | DIVERT MODULE
UL4_13_FIO1 | IO07
UL4_13_FIO1 | IO08 | UL4_13_PE3 | ENTRANCE PE
UL4_13_FIO1 | IO09
UL4_13_FIO1 | IO10 | UL4_13_PE4 | EXIT PE
UL4_13_FIO1 | IO11
UL4_13_FIO1 | IO12 | UL4_13_SOL3 | DIVERT MODULE
UL4_13_FIO1 | IO13
UL4_13_FIO1 | IO14 | UL4_13_PE5 | DEBRIS SENSOR
UL4_13_FIO1 | IO15
UL7_13_FIO1 | IO00 | UL7_13_PE1 | DEBRIS SENSOR
UL7_13_FIO1 | IO01
UL7_13_FIO1 | IO02 | UL7_13_PE2 | BELT ENGAGEMENT SENSOR
UL7_13_FIO1 | IO03
UL7_13_FIO1 | IO04 | UL7_13_SOL1 | DIVERT MODULE
UL7_13_FIO1 | IO05
UL7_13_FIO1 | IO06 | UL7_13_SOL2 | DIVERT MODULE
UL7_13_FIO1 | IO07
UL7_13_FIO1 | IO08 | UL7_13_PE3 | ENTRANCE PE
UL7_13_FIO1 | IO09
UL7_13_FIO1 | IO10 | UL7_13_PE4 | EXIT PE
UL7_13_FIO1 | IO11
UL7_13_FIO1 | IO12 | UL7_13_SOL3 | DIVERT MODULE
UL7_13_FIO1 | IO13
UL7_13_FIO1 | IO14 | UL7_13_PE5 | DEBRIS SENSOR
UL7_13_FIO1 | IO15
UL11_13_FIO1 | IO00 | UL11_13_PE1 | DEBRIS SENSOR
UL11_13_FIO1 | IO01
UL11_13_FIO1 | IO02 | UL11_13_PE2 | BELT ENGAGEMENT SENSOR
UL11_13_FIO1 | IO03
UL11_13_FIO1 | IO04 | UL11_13_SOL1 | DIVERT MODULE
UL11_13_FIO1 | IO05
UL11_13_FIO1 | IO06 | UL11_13_SOL2 | DIVERT MODULE
UL11_13_FIO1 | IO07
UL11_13_FIO1 | IO08 | UL11_13_PE3 | ENTRANCE PE
UL11_13_FIO1 | IO09
UL11_13_FIO1 | IO10 | UL11_13_PE4 | EXIT PE
UL11_13_FIO1 | IO11
UL11_13_FIO1 | IO12 | UL11_13_SOL3 | DIVERT MODULE
UL11_13_FIO1 | IO13
UL11_13_FIO1 | IO14 | UL11_13_PE5 | DEBRIS SENSOR
UL11_13_FIO1 | IO15
PDP1_FIO1 | IO00 | PDP1_CB1 | CIRCUIT BREAKER MONITORING
PDP1_FIO1 | IO01 | PDP1_CB2 | CIRCUIT BREAKER MONITORING
PDP1_FIO1 | IO02 | PDP1_CB3 | CIRCUIT BREAKER MONITORING
PDP1_FIO1 | IO03 | PDP1_CB4 | CIRCUIT BREAKER MONITORING
PDP1_FIO1 | IO04 | PDP1_CB5 | CIRCUIT BREAKER MONITORING |  |  |  |  | UL2_1_STO1
PDP1_FIO1 | IO05 | [6 empty] | E-STOP OK
PDP1_FIO1 | IO06 | PDP1_CB6 | CIRCUIT BREAKER MONITORING |  |  |  |  | SEE 900.09 FOR TERMINATION DETAILS
PDP1_FIO1 | IO07
PDP1_FIO1 | IO08 | PDP1_CB7 | CIRCUIT BREAKER MONITORING
PDP1_FIO1 | IO09 | PDP1_CB8 | CIRCUIT BREAKER MONITORING |  |  |  |  | UL2_1_ESTOP
PDP1_FIO1 | IO10 | PDP1_CB9 | CIRCUIT BREAKER MONITORING |  |  |  |  | ESTOP OK
PDP1_FIO1 | IO11 | PDP1_CB10 | CIRCUIT BREAKER MONITORING |  |  |  |  | SEE 900.02 FOR TERMINATION DETAILS
PDP1_FIO1 | IO12 | PDP1_PWM1 | PHASE MONITOR
PDP1_FIO1 | IO13 | SPARE
PDP1_FIO1 | IO14 | PDP1_FIOH1 | HUB ARMOR BLOCK
PDP1_FIO1 | IO15 | SPARE
PDP1_FIOH1 | IO00 | PDP1_CB11 | CIRCUIT BREAKER MONITORING
PDP1_FIOH1 | IO01 | PDP1_CB12 | CIRCUIT BREAKER MONITORING
PDP1_FIOH1 | IO02 | PDP1_CB13 | CIRCUIT BREAKER MONITORING
PDP1_FIOH1 | IO03 | PDP1_CB14 | CIRCUIT BREAKER MONITORING
PDP1_FIOH1 | IO04 | PDP1_CB15 | CIRCUIT BREAKER MONITORING
PDP1_FIOH1 | IO05 | PDP1_CB16 | CIRCUIT BREAKER MONITORING
PDP1_FIOH1 | IO06 | PDP1_CB17 | CIRCUIT BREAKER MONITORING
PDP1_FIOH1 | IO07 | PDP1_CB18 | CIRCUIT BREAKER MONITORING
PDP1_FIOH1 | IO08 | PDP1_CB19 | CIRCUIT BREAKER MONITORING
PDP1_FIOH1 | IO09 | PDP1_CB20 | CIRCUIT BREAKER MONITORING
PDP1_FIOH1 | IO10 | PDP1_CB21 | CIRCUIT BREAKER MONITORING
PDP1_FIOH1 | IO11 | PDP1_CB22 | CIRCUIT BREAKER MONITORING
PDP1_FIOH1 | IO12 | PDP1_CB23 | CIRCUIT BREAKER MONITORING
PDP1_FIOH1 | IO13 | PDP1_CB24 | CIRCUIT BREAKER MONITORING
PDP1_FIOH1 | IO14 | PDP1_CB25 | CIRCUIT BREAKER MONITORING
PDP1_FIOH1 | IO15 | PDP1_CB26 | CIRCUIT BREAKER MONITORING
PDP2_FIO1 | IO00 | PDP2_CB1 | CIRCUIT BREAKER MONITORING
PDP2_FIO1 | IO01 | PDP2_CB2 | CIRCUIT BREAKER MONITORING
PDP2_FIO1 | IO02 | PDP2_CB3 | CIRCUIT BREAKER MONITORING
PDP2_FIO1 | IO03 | PDP2_CB4 | CIRCUIT BREAKER MONITORING
PDP2_FIO1 | IO04 | PDP2_CB5 | CIRCUIT BREAKER MONITORING
PDP2_FIO1 | IO05
PDP2_FIO1 | IO06 | PDP2_CB6 | CIRCUIT BREAKER MONITORING
PDP2_FIO1 | IO07
PDP2_FIO1 | IO08 | PDP2_CB7 | CIRCUIT BREAKER MONITORING
PDP2_FIO1 | IO09 | PDP2_CB8 | CIRCUIT BREAKER MONITORING
PDP2_FIO1 | IO10 | PDP2_CB9 | CIRCUIT BREAKER MONITORING
PDP2_FIO1 | IO11 | PDP2_CB10 | CIRCUIT BREAKER MONITORING
PDP2_FIO1 | IO12 | PDP2_PWM1 | PHASE MONITOR
PDP2_FIO1 | IO13 | SPARE
PDP2_FIO1 | IO14 | PDP2_FIOH1 | HUB ARMOR BLOCK
PDP2_FIO1 | IO15 | SPARE
PDP2_FIOH1 | IO00 | PDP2_CB11 | CIRCUIT BREAKER MONITORING
PDP2_FIOH1 | IO01 | PDP2_CB12 | CIRCUIT BREAKER MONITORING
PDP2_FIOH1 | IO02 | PDP2_CB13 | CIRCUIT BREAKER MONITORING
PDP2_FIOH1 | IO03 | PDP2_CB14 | CIRCUIT BREAKER MONITORING
PDP2_FIOH1 | IO04 | PDP2_CB15 | CIRCUIT BREAKER MONITORING
PDP2_FIOH1 | IO05 | PDP2_CB16 | CIRCUIT BREAKER MONITORING
PDP2_FIOH1 | IO06 | PDP2_CB17 | CIRCUIT BREAKER MONITORING
PDP2_FIOH1 | IO07 | PDP2_CB18 | CIRCUIT BREAKER MONITORING
PDP2_FIOH1 | IO08 | PDP2_CB19 | CIRCUIT BREAKER MONITORING
PDP2_FIOH1 | IO09 | PDP2_CB20 | CIRCUIT BREAKER MONITORING
PDP2_FIOH1 | IO10 | PDP2_CB21 | CIRCUIT BREAKER MONITORING
PDP2_FIOH1 | IO11 | PDP2_CB22 | CIRCUIT BREAKER MONITORING
PDP2_FIOH1 | IO12 | PDP2_CB23 | CIRCUIT BREAKER MONITORING
PDP2_FIOH1 | IO13 | PDP2_CB24 | CIRCUIT BREAKER MONITORING
PDP2_FIOH1 | IO14 | PDP2_CB25 | CIRCUIT BREAKER MONITORING
PDP2_FIOH1 | IO15 | PDP2_CB26 | CIRCUIT BREAKER MONITORING
PDP6_FIO1 | IO00 | PDP6_CB1 | CIRCUIT BREAKER MONITORING
PDP6_FIO1 | IO01 | PDP6_CB2 | CIRCUIT BREAKER MONITORING
PDP6_FIO1 | IO02 | PDP6_CB3 | CIRCUIT BREAKER MONITORING
PDP6_FIO1 | IO03 | PDP6_CB4 | CIRCUIT BREAKER MONITORING
PDP6_FIO1 | IO04 | PDP6_CB5 | CIRCUIT BREAKER MONITORING
PDP6_FIO1 | IO05
PDP6_FIO1 | IO06 | PDP6_CB6 | CIRCUIT BREAKER MONITORING
PDP6_FIO1 | IO07
PDP6_FIO1 | IO08 | PDP6_CB7 | CIRCUIT BREAKER MONITORING
PDP6_FIO1 | IO09 | PDP6_CB8 | CIRCUIT BREAKER MONITORING
PDP6_FIO1 | IO10 | PDP6_CB9 | CIRCUIT BREAKER MONITORING
PDP6_FIO1 | IO11 | PDP6_CB10 | CIRCUIT BREAKER MONITORING
PDP6_FIO1 | IO12 | PDP6_PWM1 | PHASE MONITOR
PDP6_FIO1 | IO13 | SPARE
PDP6_FIO1 | IO14 | PDP6_FIOH1 | HUB ARMOR BLOCK
PDP6_FIO1 | IO15 | SPARE
PDP6_FIOH1 | IO00 | PDP6_CB11 | CIRCUIT BREAKER MONITORING
PDP6_FIOH1 | IO01 | PDP6_CB12 | CIRCUIT BREAKER MONITORING
PDP6_FIOH1 | IO02 | PDP6_CB13 | CIRCUIT BREAKER MONITORING
PDP6_FIOH1 | IO03 | PDP6_CB14 | CIRCUIT BREAKER MONITORING
PDP6_FIOH1 | IO04 | PDP6_CB15 | CIRCUIT BREAKER MONITORING
PDP6_FIOH1 | IO05 | PDP6_CB16 | CIRCUIT BREAKER MONITORING
PDP6_FIOH1 | IO06 | PDP6_CB17 | CIRCUIT BREAKER MONITORING
PDP6_FIOH1 | IO07 | PDP6_CB18 | CIRCUIT BREAKER MONITORING
PDP6_FIOH1 | IO08 | PDP6_CB19 | CIRCUIT BREAKER MONITORING
PDP6_FIOH1 | IO09 | PDP6_CB20 | CIRCUIT BREAKER MONITORING
PDP6_FIOH1 | IO10 | PDP6_CB21 | CIRCUIT BREAKER MONITORING
PDP6_FIOH1 | IO11 | PDP6_CB22 | CIRCUIT BREAKER MONITORING
PDP6_FIOH1 | IO12 | PDP6_CB23 | CIRCUIT BREAKER MONITORING
PDP6_FIOH1 | IO13 | PDP6_CB24 | CIRCUIT BREAKER MONITORING
PDP6_FIOH1 | IO14 | PDP6_CB25 | CIRCUIT BREAKER MONITORING
PDP6_FIOH1 | IO15 | PDP6_CB26 | CIRCUIT BREAKER MONITORING
SLOT5_IB16 | I0 | MCM01 | S_PBLT START
SLOT5_IB16 | I1 | MCM01 | ST_PB STOP
SLOT5_IB16 | I2 | MCM01 | MF_PBLT MOTOR FAULT RESET
SLOT5_IB16 | I3 | MCM01 | JR_PBLT JAM RESET
SLOT5_IB16 | I4 | MCM01 | LAP_PBLT LOW AIR PRESSURE
SLOT5_IB16 | I5 | MCM01 | PBFR_PBLT POWER BRANCH FAULT RESET
SLOT5_IB16 | I6 | MCM01 | BATTERY_FAULT_UPS BATTERY FAULT
SLOT5_IB16 | I7 | MCM01 | ON_BATTERY ON BATTERY
SLOT5_IB16 | I8 | MCM01 | UPS_BATTERY_LOW UPS BATTERY LOW
SLOT5_IB16 | I9 | MCM01 | NAT_SWITCH ALARM NAT SWITCH
SLOT5_IB16 | I10 | SPARE
SLOT5_IB16 | I11 | SPARE
SLOT5_IB16 | I12 | SPARE
SLOT5_IB16 | I13 | SPARE
SLOT5_IB16 | I14 | SPARE
SLOT5_IB16 | I15 | SPARE
SLOT6_OB16E | O0 | MCM01 | ES_LT EMERGENCY STOP ACTUATED
SLOT6_OB16E | O1 | MCM01 | S_PBLT START LIGHT
SLOT6_OB16E | O2 | MCM01 | MF_PBLT MOTOR FAULT LIGHT
SLOT6_OB16E | O3 | MCM01 | JR_PBLT JAM RESTART LIGHT
SLOT6_OB16E | O4 | MCM01 | LAP_PBLT LOW AIR PRESSURE LIGHT
SLOT6_OB16E | O5 | MCM01 | PBFR_PBLT POWER BRANCH FAULT RESET LIGHT
SLOT6_OB16E | O6 | SPARE
SLOT6_OB16E | O7 | SPARE
SLOT6_OB16E | O8 | SPARE
SLOT6_OB16E | O9 | SPARE
SLOT6_OB16E | O10 | SPARE
SLOT6_OB16E | O11 | SPARE
SLOT6_OB16E | O12 | SPARE
SLOT6_OB16E | O13 | SPARE
SLOT6_OB16E | O14 | SPARE
SLOT6_OB16E | O15 | SPARE
SLOT7_IB16S | I0 | MCM01 | FIRE_ALARM FIRE ALARM
SLOT7_IB16S | I1 | SPARE
SLOT7_IB16S | I2 | MCM01 | ES_PB ES_PB_CH1
SLOT7_IB16S | I3 | MCM01 | ES_PB ES_PB_CH2
SLOT7_IB16S | I4 | SPARE
SLOT7_IB16S | I5 | SPARE
SLOT7_IB16S | I6 | SPARE
SLOT7_IB16S | I7 | SPARE
SLOT7_IB16S | I8 | SPARE
SLOT7_IB16S | I9 | SPARE
SLOT7_IB16S | I10 | SPARE
SLOT7_IB16S | I11 | SPARE
SLOT7_IB16S | I12 | SPARE
SLOT7_IB16S | I13 | SPARE
SLOT7_IB16S | I14 | SPARE
SLOT7_IB16S | I15 | SPARE

## DESC_IP
TAGNAME | TERM | DESCA | DESCB | Unnamed: 4 | CONTROLLERS | Unnamed: 6 | Unnamed: 7 | Unnamed: 8 | IP | PARTNUMBER | DPM | DESC | SIGNAL | DEVICE_TYPE | IO_PATH
PDP1_PMM1 | [8 empty] | 11.200.1.211 | 1420-V2-ENT | UL7_4_DPM1
PDP2_PMM1 | [8 empty] | 11.200.1.213 | 1420-V2-ENT | UL7_4_DPM1
PDP6_PMM1 | [8 empty] | 11.200.1.215 | 1420-V2-ENT | PS1_4_DPM1
SLOT5_IB16 | I0 | MCM01 | S_PBLT START | [6 empty] | 1756-IB16 |  | MCM01 S_PBLT START | I | IB16 | Local:5:I.Data.0
SLOT5_IB16 | I1 | MCM01 | ST_PB STOP | [6 empty] | 1756-IB16 |  | MCM01 ST_PB STOP | I | IB16 | Local:5:I.Data.1
SLOT5_IB16 | I10 | SPARE | [7 empty] | 1756-IB16 |  | SPARE | SPARE | IB16 | Local:5:I.Data.10
SLOT5_IB16 | I11 | SPARE | [7 empty] | 1756-IB16 |  | SPARE | SPARE | IB16 | Local:5:I.Data.11
SLOT5_IB16 | I12 | SPARE | [7 empty] | 1756-IB16 |  | SPARE | SPARE | IB16 | Local:5:I.Data.12
SLOT5_IB16 | I13 | SPARE | [7 empty] | 1756-IB16 |  | SPARE | SPARE | IB16 | Local:5:I.Data.13
SLOT5_IB16 | I14 | SPARE | [7 empty] | 1756-IB16 |  | SPARE | SPARE | IB16 | Local:5:I.Data.14
SLOT5_IB16 | I15 | SPARE | [7 empty] | 1756-IB16 |  | SPARE | SPARE | IB16 | Local:5:I.Data.15
SLOT5_IB16 | I2 | MCM01 | MF_PBLT MOTOR FAULT RESET | [6 empty] | 1756-IB16 |  | MCM01 MF_PBLT MOTOR FAULT RESET | I | IB16 | Local:5:I.Data.2
SLOT5_IB16 | I3 | MCM01 | JR_PBLT JAM RESET | [6 empty] | 1756-IB16 |  | MCM01 JR_PBLT JAM RESET | I | IB16 | Local:5:I.Data.3
SLOT5_IB16 | I4 | MCM01 | LAP_PBLT LOW AIR PRESSURE | [6 empty] | 1756-IB16 |  | MCM01 LAP_PBLT LOW AIR PRESSURE | I | IB16 | Local:5:I.Data.4
SLOT5_IB16 | I5 | MCM01 | PBFR_PBLT POWER BRANCH FAULT RESET | [6 empty] | 1756-IB16 |  | MCM01 PBFR_PBLT POWER BRANCH FAULT RESET | I | IB16 | Local:5:I.Data.5
SLOT5_IB16 | I6 | MCM01 | BATTERY_FAULT_UPS BATTERY FAULT | [6 empty] | 1756-IB16 |  | MCM01 BATTERY_FAULT_UPS BATTERY FAULT | I | IB16 | Local:5:I.Data.6
SLOT5_IB16 | I7 | MCM01 | ON_BATTERY ON BATTERY | [6 empty] | 1756-IB16 |  | MCM01 ON_BATTERY ON BATTERY | I | IB16 | Local:5:I.Data.7
SLOT5_IB16 | I8 | MCM01 | UPS_BATTERY_LOW UPS BATTERY LOW | [6 empty] | 1756-IB16 |  | MCM01 UPS_BATTERY_LOW UPS BATTERY LOW | I | IB16 | Local:5:I.Data.8
SLOT5_IB16 | I9 | MCM01 | NAT_SWITCH ALARM NAT SWITCH | [6 empty] | 1756-IB16 |  | MCM01 NAT_SWITCH ALARM NAT SWITCH | I | IB16 | Local:5:I.Data.9
SLOT7_IB16S | I0 | MCM01 | FIRE_ALARM FIRE ALARM | [6 empty] | 1756-IB16S |  | MCM01 FIRE_ALARM FIRE ALARM | I | IB16S | Local:7:I.Pt00.Data
SLOT7_IB16S | I1 | SPARE | [7 empty] | 1756-IB16S |  | SPARE | SPARE | IB16S | Local:7:I.Pt01.Data
SLOT7_IB16S | I10 | SPARE | [7 empty] | 1756-IB16S |  | SPARE | SPARE | IB16S | Local:7:I.Pt10.Data
SLOT7_IB16S | I11 | SPARE | [7 empty] | 1756-IB16S |  | SPARE | SPARE | IB16S | Local:7:I.Pt11.Data
SLOT7_IB16S | I12 | SPARE | [7 empty] | 1756-IB16S |  | SPARE | SPARE | IB16S | Local:7:I.Pt12.Data
SLOT7_IB16S | I13 | SPARE | [7 empty] | 1756-IB16S |  | SPARE | SPARE | IB16S | Local:7:I.Pt13.Data
SLOT7_IB16S | I14 | SPARE | [7 empty] | 1756-IB16S |  | SPARE | SPARE | IB16S | Local:7:I.Pt14.Data
SLOT7_IB16S | I15 | SPARE | [7 empty] | 1756-IB16S |  | SPARE | SPARE | IB16S | Local:7:I.Pt15.Data
SLOT7_IB16S | I2 | MCM01 | ES_PB ES_PB_CH1 | [6 empty] | 1756-IB16S |  | MCM01 ES_PB ES_PB_CH1 | I | IB16S | Local:7:I.Pt02.Data
SLOT7_IB16S | I3 | MCM01 | ES_PB ES_PB_CH2 | [6 empty] | 1756-IB16S |  | MCM01 ES_PB ES_PB_CH2 | I | IB16S | Local:7:I.Pt03.Data
SLOT7_IB16S | I4 | SPARE | [7 empty] | 1756-IB16S |  | SPARE | SPARE | IB16S | Local:7:I.Pt04.Data
SLOT7_IB16S | I5 | SPARE | [7 empty] | 1756-IB16S |  | SPARE | SPARE | IB16S | Local:7:I.Pt05.Data
SLOT7_IB16S | I6 | SPARE | [7 empty] | 1756-IB16S |  | SPARE | SPARE | IB16S | Local:7:I.Pt06.Data
SLOT7_IB16S | I7 | SPARE | [7 empty] | 1756-IB16S |  | SPARE | SPARE | IB16S | Local:7:I.Pt07.Data
SLOT7_IB16S | I8 | SPARE | [7 empty] | 1756-IB16S |  | SPARE | SPARE | IB16S | Local:7:I.Pt08.Data
SLOT7_IB16S | I9 | SPARE | [7 empty] | 1756-IB16S |  | SPARE | SPARE | IB16S | Local:7:I.Pt09.Data
SLOT6_OB16E | O0 | MCM01 | ES_LT EMERGENCY STOP ACTUATED | [6 empty] | 1756-OB16E |  | MCM01 ES_LT EMERGENCY STOP ACTUATED | O | OB16E | Local:6:O.Data.0
SLOT6_OB16E | O1 | MCM01 | S_PBLT START LIGHT | [6 empty] | 1756-OB16E |  | MCM01 S_PBLT START LIGHT | O | OB16E | Local:6:O.Data.1
SLOT6_OB16E | O10 | SPARE | [7 empty] | 1756-OB16E |  | SPARE | SPARE | OB16E | Local:6:O.Data.10
SLOT6_OB16E | O11 | SPARE | [7 empty] | 1756-OB16E |  | SPARE | SPARE | OB16E | Local:6:O.Data.11
SLOT6_OB16E | O12 | SPARE | [7 empty] | 1756-OB16E |  | SPARE | SPARE | OB16E | Local:6:O.Data.12
SLOT6_OB16E | O13 | SPARE | [7 empty] | 1756-OB16E |  | SPARE | SPARE | OB16E | Local:6:O.Data.13
SLOT6_OB16E | O14 | SPARE | [7 empty] | 1756-OB16E |  | SPARE | SPARE | OB16E | Local:6:O.Data.14
SLOT6_OB16E | O15 | SPARE | [7 empty] | 1756-OB16E |  | SPARE | SPARE | OB16E | Local:6:O.Data.15
SLOT6_OB16E | O2 | MCM01 | MF_PBLT MOTOR FAULT LIGHT | [6 empty] | 1756-OB16E |  | MCM01 MF_PBLT MOTOR FAULT LIGHT | O | OB16E | Local:6:O.Data.2
SLOT6_OB16E | O3 | MCM01 | JR_PBLT JAM RESTART LIGHT | [6 empty] | 1756-OB16E |  | MCM01 JR_PBLT JAM RESTART LIGHT | O | OB16E | Local:6:O.Data.3
SLOT6_OB16E | O4 | MCM01 | LAP_PBLT LOW AIR PRESSURE LIGHT | [6 empty] | 1756-OB16E |  | MCM01 LAP_PBLT LOW AIR PRESSURE LIGHT | O | OB16E | Local:6:O.Data.4
SLOT6_OB16E | O5 | MCM01 | PBFR_PBLT POWER BRANCH FAULT RESET LIGHT | [6 empty] | 1756-OB16E |  | MCM01 PBFR_PBLT POWER BRANCH FAULT RESET LIGHT | O | OB16E | Local:6:O.Data.5
SLOT6_OB16E | O6 | SPARE | [7 empty] | 1756-OB16E |  | SPARE | SPARE | OB16E | Local:6:O.Data.6
SLOT6_OB16E | O7 | SPARE | [7 empty] | 1756-OB16E |  | SPARE | SPARE | OB16E | Local:6:O.Data.7
SLOT6_OB16E | O8 | SPARE | [7 empty] | 1756-OB16E |  | SPARE | SPARE | OB16E | Local:6:O.Data.8
SLOT6_OB16E | O9 | SPARE | [7 empty] | 1756-OB16E |  | SPARE | SPARE | OB16E | Local:6:O.Data.9
PS1_1_VFD1 | I0 | PS1_1_VFD1_DISC | DISCONNECT AUX |  | PS1_01_VFD1 |  |  |  | 11.200.1.169 | 35S-6D2-P101 | PS1_4_DPM1 | PS1_1_VFD1_DISC DISCONNECT AUX | I | APF | PS1_1_VFD1:I.In_0
PS1_1_VFD1 | I1 | SPARE |  |  | PS1_02_VFD1 |  |  |  | 11.200.1.169 | 35S-6D2-P101 | PS1_4_DPM1 | SPARE | SPARE | APF | PS1_1_VFD1:I.In_1
PS1_1_VFD1 | I2 | SPARE |  |  | PS1_03_VFD1 |  |  |  | 11.200.1.169 | 35S-6D2-P101 | PS1_4_DPM1 | SPARE | SPARE | APF | PS1_1_VFD1:I.In_2
PS1_1_VFD1 | I3 | SPARE |  |  | PS1_04_VFD1 |  |  |  | 11.200.1.169 | 35S-6D2-P101 | PS1_4_DPM1 | SPARE | SPARE | APF | PS1_1_VFD1:I.In_3
PS1_1_VFD1 | IO0 | PS1_1_S1_PB | START PUSHBUTTON | [5 empty] | 11.200.1.169 | 35S-6D2-P101 | PS1_4_DPM1 | PS1_1_S1_PB START PUSHBUTTON | I | APF | PS1_1_VFD1:I.IO_0
PS1_1_VFD1 | IO1 | PS1_1_S1_PB_LT | START PUSHBUTTON LIGHT |  | PS1_05_VFD1 |  |  |  | 11.200.1.169 | 35S-6D2-P101 | PS1_4_DPM1 | PS1_1_S1_PB_LT START PUSHBUTTON LIGHT | O | APF | PS1_1_VFD1:O.IO_1
PS1_1_VFD1 | SI0 | PS1_1_EPC1 | E-STOP PULLCORD |  | PS2_01_VFD1 |  |  |  | 11.200.1.169 | 35S-6D2-P101 | PS1_4_DPM1 | PS1_1_EPC1 E-STOP PULLCORD | I | APF | PS1_1_VFD1:SI.In00Data
PS1_1_VFD1 | SI1 | PS1_1_EPC1_2 | E-STOP PULLCORD |  | PS2_02_VFD1 |  |  |  | 11.200.1.169 | 35S-6D2-P101 | PS1_4_DPM1 | PS1_1_EPC1_2 E-STOP PULLCORD | I | APF | PS1_1_VFD1:SI.In01Data
PS1_1_VFD1 | SI2 | PS1_1_EPC2 | E-STOP PULLCORD |  | PS2_03_VFD1 |  |  |  | 11.200.1.169 | 35S-6D2-P101 | PS1_4_DPM1 | PS1_1_EPC2 E-STOP PULLCORD | I | APF | PS1_1_VFD1:SI.In02Data
PS1_1_VFD1 | SI3 | PS1_1_EPC2_2 | E-STOP PULLCORD | [5 empty] | 11.200.1.169 | 35S-6D2-P101 | PS1_4_DPM1 | PS1_1_EPC2_2 E-STOP PULLCORD | I | APF | PS1_1_VFD1:SI.In03Data
PS1_1_VFD1 | SO0 | SPARE |  |  | PS2_04_VFD1 |  |  |  | 11.200.1.169 | 35S-6D2-P101 | PS1_4_DPM1 | SPARE | SPARE | APF | PS1_1_VFD1:SO.Out00Output
PS1_2_VFD1 | I0 | PS1_2_VFD1_DISC | DISCONNECT AUX |  | PS2_05_VFD1 |  |  |  | 11.200.1.170 | 35S-6D2-P101 | PS1_4_DPM1 | PS1_2_VFD1_DISC DISCONNECT AUX | I | APF | PS1_2_VFD1:I.In_0
PS1_2_VFD1 | I1 | SPARE |  |  | PS2_06_VFD1 |  |  |  | 11.200.1.170 | 35S-6D2-P101 | PS1_4_DPM1 | SPARE | SPARE | APF | PS1_2_VFD1:I.In_1
PS1_2_VFD1 | I2 | PS1_2_TPE1 | TRACKING PHOTOEYE |  | PS3_01_VFD1 |  |  |  | 11.200.1.170 | 35S-6D2-P101 | PS1_4_DPM1 | PS1_2_TPE1 TRACKING PHOTOEYE | I | APF | PS1_2_VFD1:I.In_2
PS1_2_VFD1 | I3 | PS1_2_TPE2 | TRACKING PHOTOEYE | [5 empty] | 11.200.1.170 | 35S-6D2-P101 | PS1_4_DPM1 | PS1_2_TPE2 TRACKING PHOTOEYE | I | APF | PS1_2_VFD1:I.In_3
PS1_2_VFD1 | IO0 | PS1_1_BCN1_R | RED BEACON LIGHT |  | PS3_02_VFD1 |  |  |  | 11.200.1.170 | 35S-6D2-P101 | PS1_4_DPM1 | PS1_1_BCN1_R RED BEACON LIGHT | O | APF | PS1_2_VFD1:O.IO_0
PS1_2_VFD1 | IO1 | PS1_1_BCN2_R | RED BEACON LIGHT |  | PS3_03_VFD1 |  |  |  | 11.200.1.170 | 35S-6D2-P101 | PS1_4_DPM1 | PS1_1_BCN2_R RED BEACON LIGHT | O | APF | PS1_2_VFD1:O.IO_1
PS1_2_VFD1 | SI0 | SPARE |  |  | PS3_04_VFD1 |  |  |  | 11.200.1.170 | 35S-6D2-P101 | PS1_4_DPM1 | SPARE | SPARE | APF | PS1_2_VFD1:SI.In00Data
PS1_2_VFD1 | SI1 | SPARE |  |  | PS3_05_VFD1 |  |  |  | 11.200.1.170 | 35S-6D2-P101 | PS1_4_DPM1 | SPARE | SPARE | APF | PS1_2_VFD1:SI.In01Data
PS1_2_VFD1 | SI2 | SPARE | [6 empty] | 11.200.1.170 | 35S-6D2-P101 | PS1_4_DPM1 | SPARE | SPARE | APF | PS1_2_VFD1:SI.In02Data
PS1_2_VFD1 | SI3 | SPARE |  |  | PS3_06_VFD1 |  |  |  | 11.200.1.170 | 35S-6D2-P101 | PS1_4_DPM1 | SPARE | SPARE | APF | PS1_2_VFD1:SI.In03Data
PS1_2_VFD1 | SO0 | SPARE |  |  | PS3_07_VFD1 |  |  |  | 11.200.1.170 | 35S-6D2-P101 | PS1_4_DPM1 | SPARE | SPARE | APF | PS1_2_VFD1:SO.Out00Output
PS1_3_VFD1 | I0 | PS1_3_VFD1_DISC | DISCONNECT AUX |  | PS3_08_VFD1 |  |  |  | 11.200.1.171 | 35S-6D2-P101 | PS1_4_DPM1 | PS1_3_VFD1_DISC DISCONNECT AUX | I | APF | PS1_3_VFD1:I.In_0
PS1_3_VFD1 | I1 | SPARE |  |  | PS3_09_VFD1 |  |  |  | 11.200.1.171 | 35S-6D2-P101 | PS1_4_DPM1 | SPARE | SPARE | APF | PS1_3_VFD1:I.In_1
PS1_3_VFD1 | I2 | SPARE | [6 empty] | 11.200.1.171 | 35S-6D2-P101 | PS1_4_DPM1 | SPARE | SPARE | APF | PS1_3_VFD1:I.In_2
PS1_3_VFD1 | I3 | SPARE |  |  | PS3_10_VFD1 |  |  |  | 11.200.1.171 | 35S-6D2-P101 | PS1_4_DPM1 | SPARE | SPARE | APF | PS1_3_VFD1:I.In_3
PS1_3_VFD1 | IO0 | PS1_1_S2_PB | START PUSHBUTTON |  | PS3_11_VFD1 |  |  |  | 11.200.1.171 | 35S-6D2-P101 | PS1_4_DPM1 | PS1_1_S2_PB START PUSHBUTTON | I | APF | PS1_3_VFD1:I.IO_0
PS1_3_VFD1 | IO1 | PS1_1_S2_PB_LT | START PUSHBUTTON LIGHT |  | PS3_12_VFD1 |  |  |  | 11.200.1.171 | 35S-6D2-P101 | PS1_4_DPM1 | PS1_1_S2_PB_LT START PUSHBUTTON LIGHT | O | APF | PS1_3_VFD1:O.IO_1
PS1_3_VFD1 | SI0 | SPARE |  |  | PS4_01_VFD1 |  |  |  | 11.200.1.171 | 35S-6D2-P101 | PS1_4_DPM1 | SPARE | SPARE | APF | PS1_3_VFD1:SI.In00Data
PS1_3_VFD1 | SI1 | SPARE | [6 empty] | 11.200.1.171 | 35S-6D2-P101 | PS1_4_DPM1 | SPARE | SPARE | APF | PS1_3_VFD1:SI.In01Data
PS1_3_VFD1 | SI2 | SPARE |  |  | PS4_02_VFD1 |  |  |  | 11.200.1.171 | 35S-6D2-P101 | PS1_4_DPM1 | SPARE | SPARE | APF | PS1_3_VFD1:SI.In02Data
PS1_3_VFD1 | SI3 | SPARE |  |  | PS4_03_VFD1 |  |  |  | 11.200.1.171 | 35S-6D2-P101 | PS1_4_DPM1 | SPARE | SPARE | APF | PS1_3_VFD1:SI.In03Data
PS1_3_VFD1 | SO0 | SPARE |  |  | PS4_04_VFD1 |  |  |  | 11.200.1.171 | 35S-6D2-P101 | PS1_4_DPM1 | SPARE | SPARE | APF | PS1_3_VFD1:SO.Out00Output
PS2_1_VFD1 | I0 | PS2_1_VFD1_DISC | DISCONNECT AUX |  | UL1_09_VFD1 |  |  |  | 11.200.1.174 | 35S-6D2-P101 | PS1_4_DPM1 | PS2_1_VFD1_DISC DISCONNECT AUX | I | APF | PS2_1_VFD1:I.In_0
PS2_1_VFD1 | I1 | SPARE |  |  | UL1_10A_VFD1 |  |  |  | 11.200.1.174 | 35S-6D2-P101 | PS1_4_DPM1 | SPARE | SPARE | APF | PS2_1_VFD1:I.In_1
PS2_1_VFD1 | I2 | SPARE |  |  | UL1_10B_VFD1 |  |  |  | 11.200.1.174 | 35S-6D2-P101 | PS1_4_DPM1 | SPARE | SPARE | APF | PS2_1_VFD1:I.In_2
PS2_1_VFD1 | I3 | SPARE |  |  | UL1_11_VFD1 |  |  |  | 11.200.1.174 | 35S-6D2-P101 | PS1_4_DPM1 | SPARE | SPARE | APF | PS2_1_VFD1:I.In_3
PS2_1_VFD1 | IO0 | PS2_1_S1_PB | START PUSHBUTTON | [5 empty] | 11.200.1.174 | 35S-6D2-P101 | PS1_4_DPM1 | PS2_1_S1_PB START PUSHBUTTON | I | APF | PS2_1_VFD1:I.IO_0
PS2_1_VFD1 | IO1 | PS2_1_S1_PB_LT | START PUSHBUTTON LIGHT |  | UL1_12_VFD1 |  |  |  | 11.200.1.174 | 35S-6D2-P101 | PS1_4_DPM1 | PS2_1_S1_PB_LT START PUSHBUTTON LIGHT | O | APF | PS2_1_VFD1:O.IO_1
PS2_1_VFD1 | SI0 | PS2_1_EPC1 | E-STOP PULLCORD |  | UL1_13_VFD1 |  |  |  | 11.200.1.174 | 35S-6D2-P101 | PS1_4_DPM1 | PS2_1_EPC1 E-STOP PULLCORD | I | APF | PS2_1_VFD1:SI.In00Data
PS2_1_VFD1 | SI1 | PS2_1_EPC1_2 | E-STOP PULLCORD |  | UL10_01_VFD1 |  |  |  | 11.200.1.174 | 35S-6D2-P101 | PS1_4_DPM1 | PS2_1_EPC1_2 E-STOP PULLCORD | I | APF | PS2_1_VFD1:SI.In01Data
PS2_1_VFD1 | SI2 | PS2_1_EPC2 | E-STOP PULLCORD |  | UL10_02_FIO1 |  |  |  | 11.200.1.174 | 35S-6D2-P101 | PS1_4_DPM1 | PS2_1_EPC2 E-STOP PULLCORD | I | APF | PS2_1_VFD1:SI.In02Data
PS2_1_VFD1 | SI3 | PS2_1_EPC2_2 | E-STOP PULLCORD | [5 empty] | 11.200.1.174 | 35S-6D2-P101 | PS1_4_DPM1 | PS2_1_EPC2_2 E-STOP PULLCORD | I | APF | PS2_1_VFD1:SI.In03Data
PS2_1_VFD1 | SO0 | SPARE |  |  | UL10_02_VFD1 |  |  |  | 11.200.1.174 | 35S-6D2-P101 | PS1_4_DPM1 | SPARE | SPARE | APF | PS2_1_VFD1:SO.Out00Output
PS2_4_VFD1 | I0 | PS2_4_VFD1_DISC | DISCONNECT AUX |  | UL11_11_VFD1 |  |  |  | 11.200.1.177 | 35S-6D2-P101 | PS1_4_DPM1 | PS2_4_VFD1_DISC DISCONNECT AUX | I | APF | PS2_4_VFD1:I.In_0
PS2_4_VFD1 | I1 | SPARE | [6 empty] | 11.200.1.177 | 35S-6D2-P101 | PS1_4_DPM1 | SPARE | SPARE | APF | PS2_4_VFD1:I.In_1
PS2_4_VFD1 | I2 | SPARE |  |  | UL11_12_VFD1 |  |  |  | 11.200.1.177 | 35S-6D2-P101 | PS1_4_DPM1 | SPARE | SPARE | APF | PS2_4_VFD1:I.In_2
PS2_4_VFD1 | I3 | SPARE |  |  | UL11_13_VFD1 |  |  |  | 11.200.1.177 | 35S-6D2-P101 | PS1_4_DPM1 | SPARE | SPARE | APF | PS2_4_VFD1:I.In_3
PS2_4_VFD1 | IO0 | PS2_3_JR1_PB | JAM RESET PUSHBUTTON |  | UL12_03_FIO1 |  |  |  | 11.200.1.177 | 35S-6D2-P101 | PS1_4_DPM1 | PS2_3_JR1_PB JAM RESET PUSHBUTTON | I | APF | PS2_4_VFD1:I.IO_0
PS2_4_VFD1 | IO1 | PS2_3_JR1_PB_LT | JAM RESET PUSHBUTTON LIGHT |  | UL12_03_VFD1 |  |  |  | 11.200.1.177 | 35S-6D2-P101 | PS1_4_DPM1 | PS2_3_JR1_PB_LT JAM RESET PUSHBUTTON LIGHT | O | APF | PS2_4_VFD1:O.IO_1
PS2_4_VFD1 | SI0 | SPARE | [6 empty] | 11.200.1.177 | 35S-6D2-P101 | PS1_4_DPM1 | SPARE | SPARE | APF | PS2_4_VFD1:SI.In00Data
PS2_4_VFD1 | SI1 | SPARE |  |  | UL12_04_VFD1 |  |  |  | 11.200.1.177 | 35S-6D2-P101 | PS1_4_DPM1 | SPARE | SPARE | APF | PS2_4_VFD1:SI.In01Data
PS2_4_VFD1 | SI2 | SPARE |  |  | UL12_05_VFD1 |  |  |  | 11.200.1.177 | 35S-6D2-P101 | PS1_4_DPM1 | SPARE | SPARE | APF | PS2_4_VFD1:SI.In02Data
PS2_4_VFD1 | SI3 | SPARE |  |  | UL12_06_VFD1 |  |  |  | 11.200.1.177 | 35S-6D2-P101 | PS1_4_DPM1 | SPARE | SPARE | APF | PS2_4_VFD1:SI.In03Data
PS2_4_VFD1 | SO0 | SPARE |  |  | UL12_07_VFD1 |  |  |  | 11.200.1.177 | 35S-6D2-P101 | PS1_4_DPM1 | SPARE | SPARE | APF | PS2_4_VFD1:SO.Out00Output
PS3_1_VFD1 | I0 | PS3_1_VFD1_DISC | DISCONNECT AUX |  | UL3_05_VFD1 |  |  |  | 11.200.1.180 | 35S-6D2-P101 | PS3_3_DPM1 | PS3_1_VFD1_DISC DISCONNECT AUX | I | APF | PS3_1_VFD1:I.In_0
PS3_1_VFD1 | I1 | SPARE |  |  | UL3_06_VFD1 |  |  |  | 11.200.1.180 | 35S-6D2-P101 | PS3_3_DPM1 | SPARE | SPARE | APF | PS3_1_VFD1:I.In_1
PS3_1_VFD1 | I2 | PS3_1_TPE1 | TRACKING PHOTOEYE |  | UL3_07_VFD1 |  |  |  | 11.200.1.180 | 35S-6D2-P101 | PS3_3_DPM1 | PS3_1_TPE1 TRACKING PHOTOEYE | I | APF | PS3_1_VFD1:I.In_2
PS3_1_VFD1 | I3 | SPARE | [6 empty] | 11.200.1.180 | 35S-6D2-P101 | PS3_3_DPM1 | SPARE | SPARE | APF | PS3_1_VFD1:I.In_3
PS3_1_VFD1 | IO0 | PS3_1_BCN2_A | AMBER BEACON LIGHT |  | UL3_08_VFD1 |  |  |  | 11.200.1.180 | 35S-6D2-P101 | PS3_3_DPM1 | PS3_1_BCN2_A AMBER BEACON LIGHT | O | APF | PS3_1_VFD1:O.IO_0
PS3_1_VFD1 | IO1 | PS3_1_BCN2_R | RED BEACON LIGHT |  | UL3_09_VFD1 |  |  |  | 11.200.1.180 | 35S-6D2-P101 | PS3_3_DPM1 | PS3_1_BCN2_R RED BEACON LIGHT | O | APF | PS3_1_VFD1:O.IO_1
PS3_1_VFD1 | SI0 | PS3_1_EPC1 | E-STOP PULLCORD |  | UL4_03_FIO1 |  |  |  | 11.200.1.180 | 35S-6D2-P101 | PS3_3_DPM1 | PS3_1_EPC1 E-STOP PULLCORD | I | APF | PS3_1_VFD1:SI.In00Data
PS3_1_VFD1 | SI1 | PS3_1_EPC1_2 | E-STOP PULLCORD |  | UL4_03_VFD1 |  |  |  | 11.200.1.180 | 35S-6D2-P101 | PS3_3_DPM1 | PS3_1_EPC1_2 E-STOP PULLCORD | I | APF | PS3_1_VFD1:SI.In01Data
PS3_1_VFD1 | SI2 | PS3_1_EPC2 | E-STOP PULLCORD | [5 empty] | 11.200.1.180 | 35S-6D2-P101 | PS3_3_DPM1 | PS3_1_EPC2 E-STOP PULLCORD | I | APF | PS3_1_VFD1:SI.In02Data
PS3_1_VFD1 | SI3 | PS3_1_EPC2_2 | E-STOP PULLCORD |  | UL4_04_VFD1 |  |  |  | 11.200.1.180 | 35S-6D2-P101 | PS3_3_DPM1 | PS3_1_EPC2_2 E-STOP PULLCORD | I | APF | PS3_1_VFD1:SI.In03Data
PS3_1_VFD1 | SO0 | PS3_1_BCN1_R | RED BEACON LIGHT |  | UL4_05_VFD1 |  |  |  | 11.200.1.180 | 35S-6D2-P101 | PS3_3_DPM1 | PS3_1_BCN1_R RED BEACON LIGHT | O | APF | PS3_1_VFD1:SO.Out00Output
PS3_4_VFD1 | I0 | PS3_4_VFD1_DISC | DISCONNECT AUX | [5 empty] | 11.200.1.183 | 35S-6D2-P101 | PS3_3_DPM1 | PS3_4_VFD1_DISC DISCONNECT AUX | I | APF | PS3_4_VFD1:I.In_0
PS3_4_VFD1 | I1 | SPARE |  |  | UL6_01_VFD1 |  |  |  | 11.200.1.183 | 35S-6D2-P101 | PS3_3_DPM1 | SPARE | SPARE | APF | PS3_4_VFD1:I.In_1
PS3_4_VFD1 | I2 | SPARE |  |  | UL6_02_FIO1 |  |  |  | 11.200.1.183 | 35S-6D2-P101 | PS3_3_DPM1 | SPARE | SPARE | APF | PS3_4_VFD1:I.In_2
PS3_4_VFD1 | I3 | SPARE |  |  | UL6_02_VFD1 |  |  |  | 11.200.1.183 | 35S-6D2-P101 | PS3_3_DPM1 | SPARE | SPARE | APF | PS3_4_VFD1:I.In_3
PS3_4_VFD1 | IO0 | PS3_3_JR1_PB | JAM RESET PUSHBUTTON |  | UL6_03_VFD1 |  |  |  | 11.200.1.183 | 35S-6D2-P101 | PS3_3_DPM1 | PS3_3_JR1_PB JAM RESET PUSHBUTTON | I | APF | PS3_4_VFD1:I.IO_0
PS3_4_VFD1 | IO1 | PS3_3_JR1_PB_LT | JAM RESET PUSHBUTTON LIGHT | [5 empty] | 11.200.1.183 | 35S-6D2-P101 | PS3_3_DPM1 | PS3_3_JR1_PB_LT JAM RESET PUSHBUTTON LIGHT | O | APF | PS3_4_VFD1:O.IO_1
PS3_4_VFD1 | SI0 | SPARE |  |  | UL6_04_VFD1 |  |  |  | 11.200.1.183 | 35S-6D2-P101 | PS3_3_DPM1 | SPARE | SPARE | APF | PS3_4_VFD1:SI.In00Data
PS3_4_VFD1 | SI1 | SPARE |  |  | UL6_05_VFD1 |  |  |  | 11.200.1.183 | 35S-6D2-P101 | PS3_3_DPM1 | SPARE | SPARE | APF | PS3_4_VFD1:SI.In01Data
PS3_4_VFD1 | SI2 | SPARE |  |  | UL6_06_VFD1 |  |  |  | 11.200.1.183 | 35S-6D2-P101 | PS3_3_DPM1 | SPARE | SPARE | APF | PS3_4_VFD1:SI.In02Data
PS3_4_VFD1 | SI3 | SPARE |  |  | UL6_07_VFD1 |  |  |  | 11.200.1.183 | 35S-6D2-P101 | PS3_3_DPM1 | SPARE | SPARE | APF | PS3_4_VFD1:SI.In03Data
PS3_4_VFD1 | SO0 | SPARE | [6 empty] | 11.200.1.183 | 35S-6D2-P101 | PS3_3_DPM1 | SPARE | SPARE | APF | PS3_4_VFD1:SO.Out00Output
PS4_1_VFD1 | I0 | PS4_1_VFD1_DISC | DISCONNECT AUX | [5 empty] | 11.200.1.192 | 35S-6D2-P101 | PS4_7_DPM1 | PS4_1_VFD1_DISC DISCONNECT AUX | I | APF | PS4_1_VFD1:I.In_0
PS4_1_VFD1 | I1 | SPARE | [6 empty] | 11.200.1.192 | 35S-6D2-P101 | PS4_7_DPM1 | SPARE | SPARE | APF | PS4_1_VFD1:I.In_1
PS4_1_VFD1 | I2 | SPARE | [6 empty] | 11.200.1.192 | 35S-6D2-P101 | PS4_7_DPM1 | SPARE | SPARE | APF | PS4_1_VFD1:I.In_2
PS4_1_VFD1 | I3 | SPARE | [6 empty] | 11.200.1.192 | 35S-6D2-P101 | PS4_7_DPM1 | SPARE | SPARE | APF | PS4_1_VFD1:I.In_3
PS4_1_VFD1 | IO0 | PS4_1_BCN1_R | RED BEACON LIGHT | [5 empty] | 11.200.1.192 | 35S-6D2-P101 | PS4_7_DPM1 | PS4_1_BCN1_R RED BEACON LIGHT | O | APF | PS4_1_VFD1:O.IO_0
PS4_1_VFD1 | IO1 | PS4_1_BCN2_R | RED BEACON LIGHT | [5 empty] | 11.200.1.192 | 35S-6D2-P101 | PS4_7_DPM1 | PS4_1_BCN2_R RED BEACON LIGHT | O | APF | PS4_1_VFD1:O.IO_1
PS4_1_VFD1 | SI0 | PS4_1_EPC1 | E-STOP PULLCORD | [5 empty] | 11.200.1.192 | 35S-6D2-P101 | PS4_7_DPM1 | PS4_1_EPC1 E-STOP PULLCORD | I | APF | PS4_1_VFD1:SI.In00Data
PS4_1_VFD1 | SI1 | PS4_1_EPC1_2 | E-STOP PULLCORD | [5 empty] | 11.200.1.192 | 35S-6D2-P101 | PS4_7_DPM1 | PS4_1_EPC1_2 E-STOP PULLCORD | I | APF | PS4_1_VFD1:SI.In01Data
PS4_1_VFD1 | SI2 | PS4_1_EPC2 | E-STOP PULLCORD | [5 empty] | 11.200.1.192 | 35S-6D2-P101 | PS4_7_DPM1 | PS4_1_EPC2 E-STOP PULLCORD | I | APF | PS4_1_VFD1:SI.In02Data
PS4_1_VFD1 | SI3 | PS4_1_EPC2_2 | E-STOP PULLCORD | [5 empty] | 11.200.1.192 | 35S-6D2-P101 | PS4_7_DPM1 | PS4_1_EPC2_2 E-STOP PULLCORD | I | APF | PS4_1_VFD1:SI.In03Data
PS4_1_VFD1 | SO0 | SPARE | [6 empty] | 11.200.1.192 | 35S-6D2-P101 | PS4_7_DPM1 | SPARE | SPARE | APF | PS4_1_VFD1:SO.Out00Output
PS4_3_VFD1 | I0 | PS4_3_VFD1_DISC | DISCONNECT AUX | [5 empty] | 11.200.1.194 | 35S-6D2-P101 | PS4_7_DPM1 | PS4_3_VFD1_DISC DISCONNECT AUX | I | APF | PS4_3_VFD1:I.In_0
PS4_3_VFD1 | I1 | SPARE | [6 empty] | 11.200.1.194 | 35S-6D2-P101 | PS4_7_DPM1 | SPARE | SPARE | APF | PS4_3_VFD1:I.In_1
PS4_3_VFD1 | I2 | SPARE | [6 empty] | 11.200.1.194 | 35S-6D2-P101 | PS4_7_DPM1 | SPARE | SPARE | APF | PS4_3_VFD1:I.In_2
PS4_3_VFD1 | I3 | SPARE | [6 empty] | 11.200.1.194 | 35S-6D2-P101 | PS4_7_DPM1 | SPARE | SPARE | APF | PS4_3_VFD1:I.In_3
PS4_3_VFD1 | IO0 | PS4_1_S2_PB | START PUSHBUTTON | [5 empty] | 11.200.1.194 | 35S-6D2-P101 | PS4_7_DPM1 | PS4_1_S2_PB START PUSHBUTTON | I | APF | PS4_3_VFD1:I.IO_0
PS4_3_VFD1 | IO1 | PS4_1_S2_PB_LT | START PUSHBUTTON LIGHT | [5 empty] | 11.200.1.194 | 35S-6D2-P101 | PS4_7_DPM1 | PS4_1_S2_PB_LT START PUSHBUTTON LIGHT | O | APF | PS4_3_VFD1:O.IO_1
PS4_3_VFD1 | SI0 | SPARE | [6 empty] | 11.200.1.194 | 35S-6D2-P101 | PS4_7_DPM1 | SPARE | SPARE | APF | PS4_3_VFD1:SI.In00Data
PS4_3_VFD1 | SI1 | SPARE | [6 empty] | 11.200.1.194 | 35S-6D2-P101 | PS4_7_DPM1 | SPARE | SPARE | APF | PS4_3_VFD1:SI.In01Data
PS4_3_VFD1 | SI2 | SPARE | [6 empty] | 11.200.1.194 | 35S-6D2-P101 | PS4_7_DPM1 | SPARE | SPARE | APF | PS4_3_VFD1:SI.In02Data
PS4_3_VFD1 | SI3 | SPARE | [6 empty] | 11.200.1.194 | 35S-6D2-P101 | PS4_7_DPM1 | SPARE | SPARE | APF | PS4_3_VFD1:SI.In03Data
PS4_3_VFD1 | SO0 | SPARE | [6 empty] | 11.200.1.194 | 35S-6D2-P101 | PS4_7_DPM1 | SPARE | SPARE | APF | PS4_3_VFD1:SO.Out00Output
UL10_10_VFD1 | I0 | UL10_10_VFD1_DISC | DISCONNECT AUX | [5 empty] | 11.200.1.142 | 35S-6D2-P101 | UL10_3_DPM1 | UL10_10_VFD1_DISC DISCONNECT AUX | I | APF | UL10_10_VFD1:I.In_0
UL10_10_VFD1 | I1 | SPARE | [6 empty] | 11.200.1.142 | 35S-6D2-P101 | UL10_3_DPM1 | SPARE | SPARE | APF | UL10_10_VFD1:I.In_1
UL10_10_VFD1 | I2 | SPARE | [6 empty] | 11.200.1.142 | 35S-6D2-P101 | UL10_3_DPM1 | SPARE | SPARE | APF | UL10_10_VFD1:I.In_2
UL10_10_VFD1 | I3 | SPARE | [6 empty] | 11.200.1.142 | 35S-6D2-P101 | UL10_3_DPM1 | SPARE | SPARE | APF | UL10_10_VFD1:I.In_3
UL10_10_VFD1 | IO0 | UL1_9_JR2_PB | JAM RESET PUSHBUTTON | [5 empty] | 11.200.1.142 | 35S-6D2-P101 | UL10_3_DPM1 | UL1_9_JR2_PB JAM RESET PUSHBUTTON | I | APF | UL10_10_VFD1:I.IO_0
UL10_10_VFD1 | IO1 | UL1_9_JR2_PB_LT | JAM RESET PUSHBUTTON LIGHT | [5 empty] | 11.200.1.142 | 35S-6D2-P101 | UL10_3_DPM1 | UL1_9_JR2_PB_LT JAM RESET PUSHBUTTON LIGHT | O | APF | UL10_10_VFD1:O.IO_1
UL10_10_VFD1 | SI0 | SPARE | [6 empty] | 11.200.1.142 | 35S-6D2-P101 | UL10_3_DPM1 | SPARE | SPARE | APF | UL10_10_VFD1:SI.In00Data
UL10_10_VFD1 | SI1 | SPARE | [6 empty] | 11.200.1.142 | 35S-6D2-P101 | UL10_3_DPM1 | SPARE | SPARE | APF | UL10_10_VFD1:SI.In01Data
UL10_10_VFD1 | SI2 | SPARE | [6 empty] | 11.200.1.142 | 35S-6D2-P101 | UL10_3_DPM1 | SPARE | SPARE | APF | UL10_10_VFD1:SI.In02Data
UL10_10_VFD1 | SI3 | SPARE | [6 empty] | 11.200.1.142 | 35S-6D2-P101 | UL10_3_DPM1 | SPARE | SPARE | APF | UL10_10_VFD1:SI.In03Data
UL10_10_VFD1 | SO0 | SPARE | [6 empty] | 11.200.1.142 | 35S-6D2-P101 | UL10_3_DPM1 | SPARE | SPARE | APF | UL10_10_VFD1:SO.Out00Output
UL10_1_VFD1 | I0 | UL10_1_VFD1_DISC | DISCONNECT AUX | [5 empty] | 11.200.1.133 | 35S-6D2-P101 | UL10_3_DPM1 | UL10_1_VFD1_DISC DISCONNECT AUX | I | APF | UL10_1_VFD1:I.In_0
UL10_1_VFD1 | I1 | SPARE | [6 empty] | 11.200.1.133 | 35S-6D2-P101 | UL10_3_DPM1 | SPARE | SPARE | APF | UL10_1_VFD1:I.In_1
UL10_1_VFD1 | I2 | UL10_1_TPE1 | TRACKING PHOTOEYE | [5 empty] | 11.200.1.133 | 35S-6D2-P101 | UL10_3_DPM1 | UL10_1_TPE1 TRACKING PHOTOEYE | I | APF | UL10_1_VFD1:I.In_2
UL10_1_VFD1 | I3 | SPARE | [6 empty] | 11.200.1.133 | 35S-6D2-P101 | UL10_3_DPM1 | SPARE | SPARE | APF | UL10_1_VFD1:I.In_3
UL10_1_VFD1 | IO0 | SPARE | [6 empty] | 11.200.1.133 | 35S-6D2-P101 | UL10_3_DPM1 | SPARE | SPARE | APF | UL10_1_VFD1:I.IO_0
UL10_1_VFD1 | IO1 | SPARE | [6 empty] | 11.200.1.133 | 35S-6D2-P101 | UL10_3_DPM1 | SPARE | SPARE | APF | UL10_1_VFD1:I.IO_1
UL10_1_VFD1 | SI0 | UL10_1_EPC1 | E-STOP PULLCORD | [5 empty] | 11.200.1.133 | 35S-6D2-P101 | UL10_3_DPM1 | UL10_1_EPC1 E-STOP PULLCORD | I | APF | UL10_1_VFD1:SI.In00Data
UL10_1_VFD1 | SI1 | UL10_1_EPC1_2 | E-STOP PULLCORD | [5 empty] | 11.200.1.133 | 35S-6D2-P101 | UL10_3_DPM1 | UL10_1_EPC1_2 E-STOP PULLCORD | I | APF | UL10_1_VFD1:SI.In01Data
UL10_1_VFD1 | SI2 | UL10_1_EPC2 | E-STOP PULLCORD | [5 empty] | 11.200.1.133 | 35S-6D2-P101 | UL10_3_DPM1 | UL10_1_EPC2 E-STOP PULLCORD | I | APF | UL10_1_VFD1:SI.In02Data
UL10_1_VFD1 | SI3 | UL10_1_EPC2_2 | E-STOP PULLCORD | [5 empty] | 11.200.1.133 | 35S-6D2-P101 | UL10_3_DPM1 | UL10_1_EPC2_2 E-STOP PULLCORD | I | APF | UL10_1_VFD1:SI.In03Data
UL10_1_VFD1 | SO0 | SPARE | [6 empty] | 11.200.1.133 | 35S-6D2-P101 | UL10_3_DPM1 | SPARE | SPARE | APF | UL10_1_VFD1:SO.Out00Output
UL10_3_VFD1 | I0 | UL10_3_VFD1_DISC | DISCONNECT AUX | [5 empty] | 11.200.1.135 | 35S-6D2-P101 | UL10_3_DPM1 | UL10_3_VFD1_DISC DISCONNECT AUX | I | APF | UL10_3_VFD1:I.In_0
UL10_3_VFD1 | I1 | SPARE | [6 empty] | 11.200.1.135 | 35S-6D2-P101 | UL10_3_DPM1 | SPARE | SPARE | APF | UL10_3_VFD1:I.In_1
UL10_3_VFD1 | I2 | UL10_3_TPE1 | TRACKING PHOTOEYE | [5 empty] | 11.200.1.135 | 35S-6D2-P101 | UL10_3_DPM1 | UL10_3_TPE1 TRACKING PHOTOEYE | I | APF | UL10_3_VFD1:I.In_2
UL10_3_VFD1 | I3 | SPARE | [6 empty] | 11.200.1.135 | 35S-6D2-P101 | UL10_3_DPM1 | SPARE | SPARE | APF | UL10_3_VFD1:I.In_3
UL10_3_VFD1 | IO0 | UL10_3_BCN1_R | RED BEACON LIGHT | [5 empty] | 11.200.1.135 | 35S-6D2-P101 | UL10_3_DPM1 | UL10_3_BCN1_R RED BEACON LIGHT | O | APF | UL10_3_VFD1:O.IO_0
UL10_3_VFD1 | IO1 | UL10_3_BCN2_R | RED BEACON LIGHT | [5 empty] | 11.200.1.135 | 35S-6D2-P101 | UL10_3_DPM1 | UL10_3_BCN2_R RED BEACON LIGHT | O | APF | UL10_3_VFD1:O.IO_1
UL10_3_VFD1 | SI0 | UL10_3_EPC1 | E-STOP PULLCORD | [5 empty] | 11.200.1.135 | 35S-6D2-P101 | UL10_3_DPM1 | UL10_3_EPC1 E-STOP PULLCORD | I | APF | UL10_3_VFD1:SI.In00Data
UL10_3_VFD1 | SI1 | UL10_3_EPC1_2 | E-STOP PULLCORD | [5 empty] | 11.200.1.135 | 35S-6D2-P101 | UL10_3_DPM1 | UL10_3_EPC1_2 E-STOP PULLCORD | I | APF | UL10_3_VFD1:SI.In01Data
UL10_3_VFD1 | SI2 | UL10_3_EPC2 | E-STOP PULLCORD | [5 empty] | 11.200.1.135 | 35S-6D2-P101 | UL10_3_DPM1 | UL10_3_EPC2 E-STOP PULLCORD | I | APF | UL10_3_VFD1:SI.In02Data
UL10_3_VFD1 | SI3 | UL10_3_EPC2_2 | E-STOP PULLCORD | [5 empty] | 11.200.1.135 | 35S-6D2-P101 | UL10_3_DPM1 | UL10_3_EPC2_2 E-STOP PULLCORD | I | APF | UL10_3_VFD1:SI.In03Data
UL10_3_VFD1 | SO0 | SPARE | [6 empty] | 11.200.1.135 | 35S-6D2-P101 | UL10_3_DPM1 | SPARE | SPARE | APF | UL10_3_VFD1:SO.Out00Output
UL11_11_VFD1 | I0 | UL11_11_VFD1_DISC | DISCONNECT AUX | [5 empty] | 11.200.1.154 | 35S-6D2-P101 | UL11_10_DPM1 | UL11_11_VFD1_DISC DISCONNECT AUX | I | APF | UL11_11_VFD1:I.In_0
UL11_11_VFD1 | I1 | UL11_11_ENC1 | ENCODER | [5 empty] | 11.200.1.154 | 35S-6D2-P101 | UL11_10_DPM1 | UL11_11_ENC1 ENCODER | I | APF | UL11_11_VFD1:I.In_1
UL11_11_VFD1 | I2 | UL11_11_TPE1 | TRACKING PHOTOEYE | [5 empty] | 11.200.1.154 | 35S-6D2-P101 | UL11_10_DPM1 | UL11_11_TPE1 TRACKING PHOTOEYE | I | APF | UL11_11_VFD1:I.In_2
UL11_11_VFD1 | I3 | UL11_11_TPE2 | TRACKING PHOTOEYE | [5 empty] | 11.200.1.154 | 35S-6D2-P101 | UL11_10_DPM1 | UL11_11_TPE2 TRACKING PHOTOEYE | I | APF | UL11_11_VFD1:I.In_3
UL11_11_VFD1 | IO0 | UL11_9_S2_PB | START PUSHBUTTON | [5 empty] | 11.200.1.154 | 35S-6D2-P101 | UL11_10_DPM1 | UL11_9_S2_PB START PUSHBUTTON | I | APF | UL11_11_VFD1:I.IO_0
UL11_11_VFD1 | IO1 | UL11_9_S2_PB_LT | START PUSHBUTTON LIGHT | [5 empty] | 11.200.1.154 | 35S-6D2-P101 | UL11_10_DPM1 | UL11_9_S2_PB_LT START PUSHBUTTON LIGHT | O | APF | UL11_11_VFD1:O.IO_1
UL11_11_VFD1 | SI0 | SPARE | [6 empty] | 11.200.1.154 | 35S-6D2-P101 | UL11_10_DPM1 | SPARE | SPARE | APF | UL11_11_VFD1:SI.In00Data
UL11_11_VFD1 | SI1 | SPARE | [6 empty] | 11.200.1.154 | 35S-6D2-P101 | UL11_10_DPM1 | SPARE | SPARE | APF | UL11_11_VFD1:SI.In01Data
UL11_11_VFD1 | SI2 | SPARE | [6 empty] | 11.200.1.154 | 35S-6D2-P101 | UL11_10_DPM1 | SPARE | SPARE | APF | UL11_11_VFD1:SI.In02Data
UL11_11_VFD1 | SI3 | SPARE | [6 empty] | 11.200.1.154 | 35S-6D2-P101 | UL11_10_DPM1 | SPARE | SPARE | APF | UL11_11_VFD1:SI.In03Data
UL11_11_VFD1 | SO0 | SPARE | [6 empty] | 11.200.1.154 | 35S-6D2-P101 | UL11_10_DPM1 | SPARE | SPARE | APF | UL11_11_VFD1:SO.Out00Output
UL11_12_VFD1 | I0 | UL11_12_VFD1_DISC | DISCONNECT AUX | [5 empty] | 11.200.1.155 | 35S-6D2-P101 | UL11_10_DPM1 | UL11_12_VFD1_DISC DISCONNECT AUX | I | APF | UL11_12_VFD1:I.In_0
UL11_12_VFD1 | I1 | UL11_12_ENC1 | ENCODER | [5 empty] | 11.200.1.155 | 35S-6D2-P101 | UL11_10_DPM1 | UL11_12_ENC1 ENCODER | I | APF | UL11_12_VFD1:I.In_1
UL11_12_VFD1 | I2 | UL11_12_TPE1 | TRACKING PHOTOEYE | [5 empty] | 11.200.1.155 | 35S-6D2-P101 | UL11_10_DPM1 | UL11_12_TPE1 TRACKING PHOTOEYE | I | APF | UL11_12_VFD1:I.In_2
UL11_12_VFD1 | I3 | SPARE | [6 empty] | 11.200.1.155 | 35S-6D2-P101 | UL11_10_DPM1 | SPARE | SPARE | APF | UL11_12_VFD1:I.In_3
UL11_12_VFD1 | IO0 | SPARE | [6 empty] | 11.200.1.155 | 35S-6D2-P101 | UL11_10_DPM1 | SPARE | SPARE | APF | UL11_12_VFD1:I.IO_0
UL11_12_VFD1 | IO1 | SPARE | [6 empty] | 11.200.1.155 | 35S-6D2-P101 | UL11_10_DPM1 | SPARE | SPARE | APF | UL11_12_VFD1:I.IO_1
UL11_12_VFD1 | SI0 | SPARE | [6 empty] | 11.200.1.155 | 35S-6D2-P101 | UL11_10_DPM1 | SPARE | SPARE | APF | UL11_12_VFD1:SI.In00Data
UL11_12_VFD1 | SI1 | SPARE | [6 empty] | 11.200.1.155 | 35S-6D2-P101 | UL11_10_DPM1 | SPARE | SPARE | APF | UL11_12_VFD1:SI.In01Data
UL11_12_VFD1 | SI2 | SPARE | [6 empty] | 11.200.1.155 | 35S-6D2-P101 | UL11_10_DPM1 | SPARE | SPARE | APF | UL11_12_VFD1:SI.In02Data
UL11_12_VFD1 | SI3 | SPARE | [6 empty] | 11.200.1.155 | 35S-6D2-P101 | UL11_10_DPM1 | SPARE | SPARE | APF | UL11_12_VFD1:SI.In03Data
UL11_12_VFD1 | SO0 | SPARE | [6 empty] | 11.200.1.155 | 35S-6D2-P101 | UL11_10_DPM1 | SPARE | SPARE | APF | UL11_12_VFD1:SO.Out00Output
UL12_10_VFD1 | I0 | UL12_10_VFD1_DISC | DISCONNECT AUX | [5 empty] | 11.200.1.167 | 35S-6D2-P101 | UL10_3_DPM1 | UL12_10_VFD1_DISC DISCONNECT AUX | I | APF | UL12_10_VFD1:I.In_0
UL12_10_VFD1 | I1 | SPARE | [6 empty] | 11.200.1.167 | 35S-6D2-P101 | UL10_3_DPM1 | SPARE | SPARE | APF | UL12_10_VFD1:I.In_1
UL12_10_VFD1 | I2 | SPARE | [6 empty] | 11.200.1.167 | 35S-6D2-P101 | UL10_3_DPM1 | SPARE | SPARE | APF | UL12_10_VFD1:I.In_2
UL12_10_VFD1 | I3 | SPARE | [6 empty] | 11.200.1.167 | 35S-6D2-P101 | UL10_3_DPM1 | SPARE | SPARE | APF | UL12_10_VFD1:I.In_3
UL12_10_VFD1 | IO0 | SPARE | [6 empty] | 11.200.1.167 | 35S-6D2-P101 | UL10_3_DPM1 | SPARE | SPARE | APF | UL12_10_VFD1:I.IO_0
UL12_10_VFD1 | IO1 | SPARE | [6 empty] | 11.200.1.167 | 35S-6D2-P101 | UL10_3_DPM1 | SPARE | SPARE | APF | UL12_10_VFD1:I.IO_1
UL12_10_VFD1 | SI0 | SPARE | [6 empty] | 11.200.1.167 | 35S-6D2-P101 | UL10_3_DPM1 | SPARE | SPARE | APF | UL12_10_VFD1:SI.In00Data
UL12_10_VFD1 | SI1 | SPARE | [6 empty] | 11.200.1.167 | 35S-6D2-P101 | UL10_3_DPM1 | SPARE | SPARE | APF | UL12_10_VFD1:SI.In01Data
UL12_10_VFD1 | SI2 | SPARE | [6 empty] | 11.200.1.167 | 35S-6D2-P101 | UL10_3_DPM1 | SPARE | SPARE | APF | UL12_10_VFD1:SI.In02Data
UL12_10_VFD1 | SI3 | SPARE | [6 empty] | 11.200.1.167 | 35S-6D2-P101 | UL10_3_DPM1 | SPARE | SPARE | APF | UL12_10_VFD1:SI.In03Data
UL12_10_VFD1 | SO0 | SPARE | [6 empty] | 11.200.1.167 | 35S-6D2-P101 | UL10_3_DPM1 | SPARE | SPARE | APF | UL12_10_VFD1:SO.Out00Output
UL12_5_VFD1 | I0 | UL12_5_VFD1_DISC | DISCONNECT AUX | [5 empty] | 11.200.1.162 | 35S-6D2-P101 | UL10_3_DPM1 | UL12_5_VFD1_DISC DISCONNECT AUX | I | APF | UL12_5_VFD1:I.In_0
UL12_5_VFD1 | I1 | UL12_5_ENC1 | ENCODER | [5 empty] | 11.200.1.162 | 35S-6D2-P101 | UL10_3_DPM1 | UL12_5_ENC1 ENCODER | I | APF | UL12_5_VFD1:I.In_1
UL12_5_VFD1 | I2 | SPARE | [6 empty] | 11.200.1.162 | 35S-6D2-P101 | UL10_3_DPM1 | SPARE | SPARE | APF | UL12_5_VFD1:I.In_2
UL12_5_VFD1 | I3 | SPARE | [6 empty] | 11.200.1.162 | 35S-6D2-P101 | UL10_3_DPM1 | SPARE | SPARE | APF | UL12_5_VFD1:I.In_3
UL12_5_VFD1 | IO0 | UL12_4_S1_PB | START PUSHBUTTON | [5 empty] | 11.200.1.162 | 35S-6D2-P101 | UL10_3_DPM1 | UL12_4_S1_PB START PUSHBUTTON | I | APF | UL12_5_VFD1:I.IO_0
UL12_5_VFD1 | IO1 | UL12_4_S1_PB_LT | START PUSHBUTTON LIGHT | [5 empty] | 11.200.1.162 | 35S-6D2-P101 | UL10_3_DPM1 | UL12_4_S1_PB_LT START PUSHBUTTON LIGHT | O | APF | UL12_5_VFD1:O.IO_1
UL12_5_VFD1 | SI0 | UL12_1_ESTOP1 | ESTOP OK | 2025-07-15 |  |  |  |  | 11.200.1.162 | 35S-6D2-P101 | UL10_3_DPM1 | UL12_1_ESTOP1 ESTOP OK | O | APF | UL12_5_VFD1:SI.In00Data
UL12_5_VFD1 | SI1 | SPARE | [6 empty] | 11.200.1.162 | 35S-6D2-P101 | UL10_3_DPM1 | SPARE | SPARE | APF | UL12_5_VFD1:SI.In01Data
UL12_5_VFD1 | SI2 | SPARE | [6 empty] | 11.200.1.162 | 35S-6D2-P101 | UL10_3_DPM1 | SPARE | SPARE | APF | UL12_5_VFD1:SI.In02Data
UL12_5_VFD1 | SI3 | SPARE | [6 empty] | 11.200.1.162 | 35S-6D2-P101 | UL10_3_DPM1 | SPARE | SPARE | APF | UL12_5_VFD1:SI.In03Data
UL12_5_VFD1 | SO0 | SPARE | [6 empty] | 11.200.1.162 | 35S-6D2-P101 | UL10_3_DPM1 | SPARE | SPARE | APF | UL12_5_VFD1:SO.Out00Output
UL1_11_VFD1 | I0 | UL1_11_VFD1_DISC | DISCONNECT AUX | [5 empty] | 11.200.1.40 | 35S-6D2-P101 | UL1_4_DPM1 | UL1_11_VFD1_DISC DISCONNECT AUX | I | APF | UL1_11_VFD1:I.In_0
UL1_11_VFD1 | I1 | SPARE | [6 empty] | 11.200.1.40 | 35S-6D2-P101 | UL1_4_DPM1 | SPARE | SPARE | APF | UL1_11_VFD1:I.In_1
UL1_11_VFD1 | I2 | UL1_11_TPE1 | TRACKING PHOTOEYE | [5 empty] | 11.200.1.40 | 35S-6D2-P101 | UL1_4_DPM1 | UL1_11_TPE1 TRACKING PHOTOEYE | I | APF | UL1_11_VFD1:I.In_2
UL1_11_VFD1 | I3 | UL1_11_TPE2 | TRACKING PHOTOEYE | [5 empty] | 11.200.1.40 | 35S-6D2-P101 | UL1_4_DPM1 | UL1_11_TPE2 TRACKING PHOTOEYE | I | APF | UL1_11_VFD1:I.In_3
UL1_11_VFD1 | IO0 | SPARE | [6 empty] | 11.200.1.40 | 35S-6D2-P101 | UL1_4_DPM1 | SPARE | SPARE | APF | UL1_11_VFD1:I.IO_0
UL1_11_VFD1 | IO1 | SPARE | [6 empty] | 11.200.1.40 | 35S-6D2-P101 | UL1_4_DPM1 | SPARE | SPARE | APF | UL1_11_VFD1:I.IO_1
UL1_11_VFD1 | SI0 | SPARE | [6 empty] | 11.200.1.40 | 35S-6D2-P101 | UL1_4_DPM1 | SPARE | SPARE | APF | UL1_11_VFD1:SI.In00Data
UL1_11_VFD1 | SI1 | SPARE | [6 empty] | 11.200.1.40 | 35S-6D2-P101 | UL1_4_DPM1 | SPARE | SPARE | APF | UL1_11_VFD1:SI.In01Data
UL1_11_VFD1 | SI2 | SPARE | [6 empty] | 11.200.1.40 | 35S-6D2-P101 | UL1_4_DPM1 | SPARE | SPARE | APF | UL1_11_VFD1:SI.In02Data
UL1_11_VFD1 | SI3 | SPARE | [6 empty] | 11.200.1.40 | 35S-6D2-P101 | UL1_4_DPM1 | SPARE | SPARE | APF | UL1_11_VFD1:SI.In03Data
UL1_11_VFD1 | SO0 | SPARE | [6 empty] | 11.200.1.40 | 35S-6D2-P101 | UL1_4_DPM1 | SPARE | SPARE | APF | UL1_11_VFD1:SO.Out00Output
UL1_12_VFD1 | I0 | UL1_12_VFD1_DISC | DISCONNECT AUX | [5 empty] | 11.200.1.41 | 35S-6D2-P101 | UL1_4_DPM1 | UL1_12_VFD1_DISC DISCONNECT AUX | I | APF | UL1_12_VFD1:I.In_0
UL1_12_VFD1 | I1 | SPARE | [6 empty] | 11.200.1.41 | 35S-6D2-P101 | UL1_4_DPM1 | SPARE | SPARE | APF | UL1_12_VFD1:I.In_1
UL1_12_VFD1 | I2 | UL1_12_TPE1 | TRACKING PHOTOEYE | [5 empty] | 11.200.1.41 | 35S-6D2-P101 | UL1_4_DPM1 | UL1_12_TPE1 TRACKING PHOTOEYE | I | APF | UL1_12_VFD1:I.In_2
UL1_12_VFD1 | I3 | SPARE | [6 empty] | 11.200.1.41 | 35S-6D2-P101 | UL1_4_DPM1 | SPARE | SPARE | APF | UL1_12_VFD1:I.In_3
UL1_12_VFD1 | IO0 | SPARE | [6 empty] | 11.200.1.41 | 35S-6D2-P101 | UL1_4_DPM1 | SPARE | SPARE | APF | UL1_12_VFD1:I.IO_0
UL1_12_VFD1 | IO1 | SPARE | [6 empty] | 11.200.1.41 | 35S-6D2-P101 | UL1_4_DPM1 | SPARE | SPARE | APF | UL1_12_VFD1:I.IO_1
UL1_12_VFD1 | SI0 | SPARE | [6 empty] | 11.200.1.41 | 35S-6D2-P101 | UL1_4_DPM1 | SPARE | SPARE | APF | UL1_12_VFD1:SI.In00Data
UL1_12_VFD1 | SI1 | SPARE | [6 empty] | 11.200.1.41 | 35S-6D2-P101 | UL1_4_DPM1 | SPARE | SPARE | APF | UL1_12_VFD1:SI.In01Data
UL1_12_VFD1 | SI2 | SPARE | [6 empty] | 11.200.1.41 | 35S-6D2-P101 | UL1_4_DPM1 | SPARE | SPARE | APF | UL1_12_VFD1:SI.In02Data
UL1_12_VFD1 | SI3 | SPARE | [6 empty] | 11.200.1.41 | 35S-6D2-P101 | UL1_4_DPM1 | SPARE | SPARE | APF | UL1_12_VFD1:SI.In03Data
UL1_12_VFD1 | SO0 | SPARE | [6 empty] | 11.200.1.41 | 35S-6D2-P101 | UL1_4_DPM1 | SPARE | SPARE | APF | UL1_12_VFD1:SO.Out00Output
UL2_10_VFD1 | I0 | UL2_10_VFD1_DISC | DISCONNECT AUX | [5 empty] | 11.200.1.52 | 35S-6D2-P101 | UL2_4_DPM1 | UL2_10_VFD1_DISC DISCONNECT AUX | I | APF | UL2_10_VFD1:I.In_0
UL2_10_VFD1 | I1 | SPARE | [6 empty] | 11.200.1.52 | 35S-6D2-P101 | UL2_4_DPM1 | SPARE | SPARE | APF | UL2_10_VFD1:I.In_1
UL2_10_VFD1 | I2 | SPARE | [6 empty] | 11.200.1.52 | 35S-6D2-P101 | UL2_4_DPM1 | SPARE | SPARE | APF | UL2_10_VFD1:I.In_2
UL2_10_VFD1 | I3 | SPARE | [6 empty] | 11.200.1.52 | 35S-6D2-P101 | UL2_4_DPM1 | SPARE | SPARE | APF | UL2_10_VFD1:I.In_3
UL2_10_VFD1 | IO0 | SPARE | [6 empty] | 11.200.1.52 | 35S-6D2-P101 | UL2_4_DPM1 | SPARE | SPARE | APF | UL2_10_VFD1:I.IO_0
UL2_10_VFD1 | IO1 | SPARE | [6 empty] | 11.200.1.52 | 35S-6D2-P101 | UL2_4_DPM1 | SPARE | SPARE | APF | UL2_10_VFD1:I.IO_1
UL2_10_VFD1 | SI0 | SPARE | [6 empty] | 11.200.1.52 | 35S-6D2-P101 | UL2_4_DPM1 | SPARE | SPARE | APF | UL2_10_VFD1:SI.In00Data
UL2_10_VFD1 | SI1 | SPARE | [6 empty] | 11.200.1.52 | 35S-6D2-P101 | UL2_4_DPM1 | SPARE | SPARE | APF | UL2_10_VFD1:SI.In01Data
UL2_10_VFD1 | SI2 | SPARE | [6 empty] | 11.200.1.52 | 35S-6D2-P101 | UL2_4_DPM1 | SPARE | SPARE | APF | UL2_10_VFD1:SI.In02Data
UL2_10_VFD1 | SI3 | SPARE | [6 empty] | 11.200.1.52 | 35S-6D2-P101 | UL2_4_DPM1 | SPARE | SPARE | APF | UL2_10_VFD1:SI.In03Data
UL2_10_VFD1 | SO0 | SPARE | [6 empty] | 11.200.1.52 | 35S-6D2-P101 | UL2_4_DPM1 | SPARE | SPARE | APF | UL2_10_VFD1:SO.Out00Output
UL2_5_VFD1 | I0 | UL2_5_VFD1_DISC | DISCONNECT AUX | [5 empty] | 11.200.1.47 | 35S-6D2-P101 | UL2_4_DPM1 | UL2_5_VFD1_DISC DISCONNECT AUX | I | APF | UL2_5_VFD1:I.In_0
UL2_5_VFD1 | I1 | UL2_5_ENC1 | ENCODER | [5 empty] | 11.200.1.47 | 35S-6D2-P101 | UL2_4_DPM1 | UL2_5_ENC1 ENCODER | I | APF | UL2_5_VFD1:I.In_1
UL2_5_VFD1 | I2 | SPARE | [6 empty] | 11.200.1.47 | 35S-6D2-P101 | UL2_4_DPM1 | SPARE | SPARE | APF | UL2_5_VFD1:I.In_2
UL2_5_VFD1 | I3 | SPARE | [6 empty] | 11.200.1.47 | 35S-6D2-P101 | UL2_4_DPM1 | SPARE | SPARE | APF | UL2_5_VFD1:I.In_3
UL2_5_VFD1 | IO0 | UL2_4_S1_PB | START PUSHBUTTON | [5 empty] | 11.200.1.47 | 35S-6D2-P101 | UL2_4_DPM1 | UL2_4_S1_PB START PUSHBUTTON | I | APF | UL2_5_VFD1:I.IO_0
UL2_5_VFD1 | IO1 | UL2_4_S1_PB_LT | START PUSHBUTTON LIGHT | [5 empty] | 11.200.1.47 | 35S-6D2-P101 | UL2_4_DPM1 | UL2_4_S1_PB_LT START PUSHBUTTON LIGHT | O | APF | UL2_5_VFD1:O.IO_1
UL2_5_VFD1 | SI0 | UL2_1_ESTOP1 | ESTOP OK | [5 empty] | 11.200.1.47 | 35S-6D2-P101 | UL2_4_DPM1 | UL2_1_ESTOP1 ESTOP OK | O | APF | UL2_5_VFD1:SI.In00Data
UL2_5_VFD1 | SI1 | SPARE | [6 empty] | 11.200.1.47 | 35S-6D2-P101 | UL2_4_DPM1 | SPARE | SPARE | APF | UL2_5_VFD1:SI.In01Data
UL2_5_VFD1 | SI2 | SPARE | [6 empty] | 11.200.1.47 | 35S-6D2-P101 | UL2_4_DPM1 | SPARE | SPARE | APF | UL2_5_VFD1:SI.In02Data
UL2_5_VFD1 | SI3 | SPARE | [6 empty] | 11.200.1.47 | 35S-6D2-P101 | UL2_4_DPM1 | SPARE | SPARE | APF | UL2_5_VFD1:SI.In03Data
UL2_5_VFD1 | SO0 | SPARE | [6 empty] | 11.200.1.47 | 35S-6D2-P101 | UL2_4_DPM1 | SPARE | SPARE | APF | UL2_5_VFD1:SO.Out00Output
UL3_1_VFD1 | I0 | UL3_1_VFD1_DISC | DISCONNECT AUX | [5 empty] | 11.200.1.53 | 35S-6D2-P101 | UL2_4_DPM1 | UL3_1_VFD1_DISC DISCONNECT AUX | I | APF | UL3_1_VFD1:I.In_0
UL3_1_VFD1 | I1 | SPARE | [6 empty] | 11.200.1.53 | 35S-6D2-P101 | UL2_4_DPM1 | SPARE | SPARE | APF | UL3_1_VFD1:I.In_1
UL3_1_VFD1 | I2 | UL3_1_TPE1 | TRACKING PHOTOEYE | [5 empty] | 11.200.1.53 | 35S-6D2-P101 | UL2_4_DPM1 | UL3_1_TPE1 TRACKING PHOTOEYE | I | APF | UL3_1_VFD1:I.In_2
UL3_1_VFD1 | I3 | SPARE | [6 empty] | 11.200.1.53 | 35S-6D2-P101 | UL2_4_DPM1 | SPARE | SPARE | APF | UL3_1_VFD1:I.In_3
UL3_1_VFD1 | IO0 | SPARE | [6 empty] | 11.200.1.53 | 35S-6D2-P101 | UL2_4_DPM1 | SPARE | SPARE | APF | UL3_1_VFD1:I.IO_0
UL3_1_VFD1 | IO1 | SPARE | [6 empty] | 11.200.1.53 | 35S-6D2-P101 | UL2_4_DPM1 | SPARE | SPARE | APF | UL3_1_VFD1:I.IO_1
UL3_1_VFD1 | SI0 | UL3_1_EPC1 | E-STOP PULLCORD | [5 empty] | 11.200.1.53 | 35S-6D2-P101 | UL2_4_DPM1 | UL3_1_EPC1 E-STOP PULLCORD | I | APF | UL3_1_VFD1:SI.In00Data
UL3_1_VFD1 | SI1 | UL3_1_EPC1_2 | E-STOP PULLCORD | [5 empty] | 11.200.1.53 | 35S-6D2-P101 | UL2_4_DPM1 | UL3_1_EPC1_2 E-STOP PULLCORD | I | APF | UL3_1_VFD1:SI.In01Data
UL3_1_VFD1 | SI2 | UL3_1_EPC2 | E-STOP PULLCORD | [5 empty] | 11.200.1.53 | 35S-6D2-P101 | UL2_4_DPM1 | UL3_1_EPC2 E-STOP PULLCORD | I | APF | UL3_1_VFD1:SI.In02Data
UL3_1_VFD1 | SI3 | UL3_1_EPC2_2 | E-STOP PULLCORD | [5 empty] | 11.200.1.53 | 35S-6D2-P101 | UL2_4_DPM1 | UL3_1_EPC2_2 E-STOP PULLCORD | I | APF | UL3_1_VFD1:SI.In03Data
UL3_1_VFD1 | SO0 | SPARE | [6 empty] | 11.200.1.53 | 35S-6D2-P101 | UL2_4_DPM1 | SPARE | SPARE | APF | UL3_1_VFD1:SO.Out00Output
UL3_3_VFD1 | I0 | UL3_3_VFD1_DISC | DISCONNECT AUX | [5 empty] | 11.200.1.55 | 35S-6D2-P101 | UL2_4_DPM1 | UL3_3_VFD1_DISC DISCONNECT AUX | I | APF | UL3_3_VFD1:I.In_0
UL3_3_VFD1 | I1 | UL3_3_ENC1 | ENCODER | [5 empty] | 11.200.1.55 | 35S-6D2-P101 | UL2_4_DPM1 | UL3_3_ENC1 ENCODER | I | APF | UL3_3_VFD1:I.In_1
UL3_3_VFD1 | I2 | SPARE | [6 empty] | 11.200.1.55 | 35S-6D2-P101 | UL2_4_DPM1 | SPARE | SPARE | APF | UL3_3_VFD1:I.In_2
UL3_3_VFD1 | I3 | SPARE | [6 empty] | 11.200.1.55 | 35S-6D2-P101 | UL2_4_DPM1 | SPARE | SPARE | APF | UL3_3_VFD1:I.In_3
UL3_3_VFD1 | IO0 | SPARE | [6 empty] | 11.200.1.55 | 35S-6D2-P101 | UL2_4_DPM1 | SPARE | SPARE | APF | UL3_3_VFD1:I.IO_0
UL3_3_VFD1 | IO1 | SPARE | [6 empty] | 11.200.1.55 | 35S-6D2-P101 | UL2_4_DPM1 | SPARE | SPARE | APF | UL3_3_VFD1:I.IO_1
UL3_3_VFD1 | SI0 | SPARE | [6 empty] | 11.200.1.55 | 35S-6D2-P101 | UL2_4_DPM1 | SPARE | SPARE | APF | UL3_3_VFD1:SI.In00Data
UL3_3_VFD1 | SI1 | SPARE | [6 empty] | 11.200.1.55 | 35S-6D2-P101 | UL2_4_DPM1 | SPARE | SPARE | APF | UL3_3_VFD1:SI.In01Data
UL3_3_VFD1 | SI2 | SPARE | [6 empty] | 11.200.1.55 | 35S-6D2-P101 | UL2_4_DPM1 | SPARE | SPARE | APF | UL3_3_VFD1:SI.In02Data
UL3_3_VFD1 | SI3 | SPARE | [6 empty] | 11.200.1.55 | 35S-6D2-P101 | UL2_4_DPM1 | SPARE | SPARE | APF | UL3_3_VFD1:SI.In03Data
UL3_3_VFD1 | SO0 | SPARE | [6 empty] | 11.200.1.55 | 35S-6D2-P101 | UL2_4_DPM1 | SPARE | SPARE | APF | UL3_3_VFD1:SO.Out00Output
UL3_4_VFD1 | I0 | UL3_4_VFD1_DISC | DISCONNECT AUX | [5 empty] | 11.200.1.56 | 35S-6D2-P101 | UL2_4_DPM1 | UL3_4_VFD1_DISC DISCONNECT AUX | I | APF | UL3_4_VFD1:I.In_0
UL3_4_VFD1 | I1 | UL3_4_ENC1 | ENCODER | [5 empty] | 11.200.1.56 | 35S-6D2-P101 | UL2_4_DPM1 | UL3_4_ENC1 ENCODER | I | APF | UL3_4_VFD1:I.In_1
UL3_4_VFD1 | I2 | UL3_4_TPE1 | TRACKING PHOTOEYE | [5 empty] | 11.200.1.56 | 35S-6D2-P101 | UL2_4_DPM1 | UL3_4_TPE1 TRACKING PHOTOEYE | I | APF | UL3_4_VFD1:I.In_2
UL3_4_VFD1 | I3 | UL3_4_TPE2 | TRACKING PHOTOEYE | [5 empty] | 11.200.1.56 | 35S-6D2-P101 | UL2_4_DPM1 | UL3_4_TPE2 TRACKING PHOTOEYE | I | APF | UL3_4_VFD1:I.In_3
UL3_4_VFD1 | IO0 | SPARE | [6 empty] | 11.200.1.56 | 35S-6D2-P101 | UL2_4_DPM1 | SPARE | SPARE | APF | UL3_4_VFD1:I.IO_0
UL3_4_VFD1 | IO1 | SPARE | [6 empty] | 11.200.1.56 | 35S-6D2-P101 | UL2_4_DPM1 | SPARE | SPARE | APF | UL3_4_VFD1:I.IO_1
UL3_4_VFD1 | SI0 | SPARE | [6 empty] | 11.200.1.56 | 35S-6D2-P101 | UL2_4_DPM1 | SPARE | SPARE | APF | UL3_4_VFD1:SI.In00Data
UL3_4_VFD1 | SI1 | SPARE | [6 empty] | 11.200.1.56 | 35S-6D2-P101 | UL2_4_DPM1 | SPARE | SPARE | APF | UL3_4_VFD1:SI.In01Data
UL3_4_VFD1 | SI2 | SPARE | [6 empty] | 11.200.1.56 | 35S-6D2-P101 | UL2_4_DPM1 | SPARE | SPARE | APF | UL3_4_VFD1:SI.In02Data
UL3_4_VFD1 | SI3 | SPARE | [6 empty] | 11.200.1.56 | 35S-6D2-P101 | UL2_4_DPM1 | SPARE | SPARE | APF | UL3_4_VFD1:SI.In03Data
UL3_4_VFD1 | SO0 | SPARE | [6 empty] | 11.200.1.56 | 35S-6D2-P101 | UL2_4_DPM1 | SPARE | SPARE | APF | UL3_4_VFD1:SO.Out00Output
UL3_9_VFD1 | I0 | UL3_9_VFD1_DISC | DISCONNECT AUX | [5 empty] | 11.200.1.61 | 35S-6D2-P101 | UL2_4_DPM1 | UL3_9_VFD1_DISC DISCONNECT AUX | I | APF | UL3_9_VFD1:I.In_0
UL3_9_VFD1 | I1 | SPARE | [6 empty] | 11.200.1.61 | 35S-6D2-P101 | UL2_4_DPM1 | SPARE | SPARE | APF | UL3_9_VFD1:I.In_1
UL3_9_VFD1 | I2 | SPARE | [6 empty] | 11.200.1.61 | 35S-6D2-P101 | UL2_4_DPM1 | SPARE | SPARE | APF | UL3_9_VFD1:I.In_2
UL3_9_VFD1 | I3 | SPARE | [6 empty] | 11.200.1.61 | 35S-6D2-P101 | UL2_4_DPM1 | SPARE | SPARE | APF | UL3_9_VFD1:I.In_3
UL3_9_VFD1 | IO0 | SPARE | [6 empty] | 11.200.1.61 | 35S-6D2-P101 | UL2_4_DPM1 | SPARE | SPARE | APF | UL3_9_VFD1:I.IO_0
UL3_9_VFD1 | IO1 | SPARE | [6 empty] | 11.200.1.61 | 35S-6D2-P101 | UL2_4_DPM1 | SPARE | SPARE | APF | UL3_9_VFD1:I.IO_1
UL3_9_VFD1 | SI0 | SPARE | [6 empty] | 11.200.1.61 | 35S-6D2-P101 | UL2_4_DPM1 | SPARE | SPARE | APF | UL3_9_VFD1:SI.In00Data
UL3_9_VFD1 | SI1 | SPARE | [6 empty] | 11.200.1.61 | 35S-6D2-P101 | UL2_4_DPM1 | SPARE | SPARE | APF | UL3_9_VFD1:SI.In01Data
UL3_9_VFD1 | SI2 | SPARE | [6 empty] | 11.200.1.61 | 35S-6D2-P101 | UL2_4_DPM1 | SPARE | SPARE | APF | UL3_9_VFD1:SI.In02Data
UL3_9_VFD1 | SI3 | SPARE | [6 empty] | 11.200.1.61 | 35S-6D2-P101 | UL2_4_DPM1 | SPARE | SPARE | APF | UL3_9_VFD1:SI.In03Data
UL3_9_VFD1 | SO0 | SPARE | [6 empty] | 11.200.1.61 | 35S-6D2-P101 | UL2_4_DPM1 | SPARE | SPARE | APF | UL3_9_VFD1:SO.Out00Output
UL4_11_VFD1 | I0 | UL4_11_VFD1_DISC | DISCONNECT AUX | [5 empty] | 11.200.1.74 | 35S-6D2-P101 | UL4_4_DPM1 | UL4_11_VFD1_DISC DISCONNECT AUX | I | APF | UL4_11_VFD1:I.In_0
UL4_11_VFD1 | I1 | SPARE | [6 empty] | 11.200.1.74 | 35S-6D2-P101 | UL4_4_DPM1 | SPARE | SPARE | APF | UL4_11_VFD1:I.In_1
UL4_11_VFD1 | I2 | UL4_11_TPE1 | TRACKING PHOTOEYE | [5 empty] | 11.200.1.74 | 35S-6D2-P101 | UL4_4_DPM1 | UL4_11_TPE1 TRACKING PHOTOEYE | I | APF | UL4_11_VFD1:I.In_2
UL4_11_VFD1 | I3 | UL4_11_TPE2 | TRACKING PHOTOEYE | [5 empty] | 11.200.1.74 | 35S-6D2-P101 | UL4_4_DPM1 | UL4_11_TPE2 TRACKING PHOTOEYE | I | APF | UL4_11_VFD1:I.In_3
UL4_11_VFD1 | IO0 | UL4_9_S1_PB | START PUSHBUTTON | [5 empty] | 11.200.1.74 | 35S-6D2-P101 | UL4_4_DPM1 | UL4_9_S1_PB START PUSHBUTTON | I | APF | UL4_11_VFD1:I.IO_0
UL4_11_VFD1 | IO1 | UL4_9_S1_PB_LT | START PUSHBUTTON LIGHT | [5 empty] | 11.200.1.74 | 35S-6D2-P101 | UL4_4_DPM1 | UL4_9_S1_PB_LT START PUSHBUTTON LIGHT | O | APF | UL4_11_VFD1:O.IO_1
UL4_11_VFD1 | SI0 | SPARE | [6 empty] | 11.200.1.74 | 35S-6D2-P101 | UL4_4_DPM1 | SPARE | SPARE | APF | UL4_11_VFD1:SI.In00Data
UL4_11_VFD1 | SI1 | SPARE | [6 empty] | 11.200.1.74 | 35S-6D2-P101 | UL4_4_DPM1 | SPARE | SPARE | APF | UL4_11_VFD1:SI.In01Data
UL4_11_VFD1 | SI2 | SPARE | [6 empty] | 11.200.1.74 | 35S-6D2-P101 | UL4_4_DPM1 | SPARE | SPARE | APF | UL4_11_VFD1:SI.In02Data
UL4_11_VFD1 | SI3 | SPARE | [6 empty] | 11.200.1.74 | 35S-6D2-P101 | UL4_4_DPM1 | SPARE | SPARE | APF | UL4_11_VFD1:SI.In03Data
UL4_11_VFD1 | SO0 | SPARE | [6 empty] | 11.200.1.74 | 35S-6D2-P101 | UL4_4_DPM1 | SPARE | SPARE | APF | UL4_11_VFD1:SO.Out00Output
UL4_12_VFD1 | I0 | UL4_12_VFD1_DISC | DISCONNECT AUX | [5 empty] | 11.200.1.75 | 35S-6D2-P101 | UL4_4_DPM1 | UL4_12_VFD1_DISC DISCONNECT AUX | I | APF | UL4_12_VFD1:I.In_0
UL4_12_VFD1 | I1 | SPARE | [6 empty] | 11.200.1.75 | 35S-6D2-P101 | UL4_4_DPM1 | SPARE | SPARE | APF | UL4_12_VFD1:I.In_1
UL4_12_VFD1 | I2 | UL4_12_TPE1 | TRACKING PHOTOEYE | [5 empty] | 11.200.1.75 | 35S-6D2-P101 | UL4_4_DPM1 | UL4_12_TPE1 TRACKING PHOTOEYE | I | APF | UL4_12_VFD1:I.In_2
UL4_12_VFD1 | I3 | SPARE | [6 empty] | 11.200.1.75 | 35S-6D2-P101 | UL4_4_DPM1 | SPARE | SPARE | APF | UL4_12_VFD1:I.In_3
UL4_12_VFD1 | IO0 | UL4_9_S2_PB | START PUSHBUTTON | [5 empty] | 11.200.1.75 | 35S-6D2-P101 | UL4_4_DPM1 | UL4_9_S2_PB START PUSHBUTTON | I | APF | UL4_12_VFD1:I.IO_0
UL4_12_VFD1 | IO1 | UL4_9_S2_PB_LT | START PUSHBUTTON LIGHT | [5 empty] | 11.200.1.75 | 35S-6D2-P101 | UL4_4_DPM1 | UL4_9_S2_PB_LT START PUSHBUTTON LIGHT | O | APF | UL4_12_VFD1:O.IO_1
UL4_12_VFD1 | SI0 | SPARE | [6 empty] | 11.200.1.75 | 35S-6D2-P101 | UL4_4_DPM1 | SPARE | SPARE | APF | UL4_12_VFD1:SI.In00Data
UL4_12_VFD1 | SI1 | SPARE | [6 empty] | 11.200.1.75 | 35S-6D2-P101 | UL4_4_DPM1 | SPARE | SPARE | APF | UL4_12_VFD1:SI.In01Data
UL4_12_VFD1 | SI2 | SPARE | [6 empty] | 11.200.1.75 | 35S-6D2-P101 | UL4_4_DPM1 | SPARE | SPARE | APF | UL4_12_VFD1:SI.In02Data
UL4_12_VFD1 | SI3 | SPARE | [6 empty] | 11.200.1.75 | 35S-6D2-P101 | UL4_4_DPM1 | SPARE | SPARE | APF | UL4_12_VFD1:SI.In03Data
UL4_12_VFD1 | SO0 | SPARE | [6 empty] | 11.200.1.75 | 35S-6D2-P101 | UL4_4_DPM1 | SPARE | SPARE | APF | UL4_12_VFD1:SO.Out00Output
UL5_10_VFD1 | I0 | UL5_10_VFD1_DISC | DISCONNECT AUX | [5 empty] | 11.200.1.86 | 35S-6D2-P101 | UL5_4_DPM1 | UL5_10_VFD1_DISC DISCONNECT AUX | I | APF | UL5_10_VFD1:I.In_0
UL5_10_VFD1 | I1 | SPARE | [6 empty] | 11.200.1.86 | 35S-6D2-P101 | UL5_4_DPM1 | SPARE | SPARE | APF | UL5_10_VFD1:I.In_1
UL5_10_VFD1 | I2 | SPARE | [6 empty] | 11.200.1.86 | 35S-6D2-P101 | UL5_4_DPM1 | SPARE | SPARE | APF | UL5_10_VFD1:I.In_2
UL5_10_VFD1 | I3 | SPARE | [6 empty] | 11.200.1.86 | 35S-6D2-P101 | UL5_4_DPM1 | SPARE | SPARE | APF | UL5_10_VFD1:I.In_3
UL5_10_VFD1 | IO0 | SPARE | [6 empty] | 11.200.1.86 | 35S-6D2-P101 | UL5_4_DPM1 | SPARE | SPARE | APF | UL5_10_VFD1:I.IO_0
UL5_10_VFD1 | IO1 | SPARE | [6 empty] | 11.200.1.86 | 35S-6D2-P101 | UL5_4_DPM1 | SPARE | SPARE | APF | UL5_10_VFD1:I.IO_1
UL5_10_VFD1 | SI0 | SPARE | [6 empty] | 11.200.1.86 | 35S-6D2-P101 | UL5_4_DPM1 | SPARE | SPARE | APF | UL5_10_VFD1:SI.In00Data
UL5_10_VFD1 | SI1 | SPARE | [6 empty] | 11.200.1.86 | 35S-6D2-P101 | UL5_4_DPM1 | SPARE | SPARE | APF | UL5_10_VFD1:SI.In01Data
UL5_10_VFD1 | SI2 | SPARE | [6 empty] | 11.200.1.86 | 35S-6D2-P101 | UL5_4_DPM1 | SPARE | SPARE | APF | UL5_10_VFD1:SI.In02Data
UL5_10_VFD1 | SI3 | SPARE | [6 empty] | 11.200.1.86 | 35S-6D2-P101 | UL5_4_DPM1 | SPARE | SPARE | APF | UL5_10_VFD1:SI.In03Data
UL5_10_VFD1 | SO0 | SPARE | [6 empty] | 11.200.1.86 | 35S-6D2-P101 | UL5_4_DPM1 | SPARE | SPARE | APF | UL5_10_VFD1:SO.Out00Output
UL5_5_VFD1 | I0 | UL5_5_VFD1_DISC | DISCONNECT AUX | [5 empty] | 11.200.1.81 | 35S-6D2-P101 | UL5_4_DPM1 | UL5_5_VFD1_DISC DISCONNECT AUX | I | APF | UL5_5_VFD1:I.In_0
UL5_5_VFD1 | I1 | UL5_5_ENC1 | ENCODER | [5 empty] | 11.200.1.81 | 35S-6D2-P101 | UL5_4_DPM1 | UL5_5_ENC1 ENCODER | I | APF | UL5_5_VFD1:I.In_1
UL5_5_VFD1 | I2 | SPARE | [6 empty] | 11.200.1.81 | 35S-6D2-P101 | UL5_4_DPM1 | SPARE | SPARE | APF | UL5_5_VFD1:I.In_2
UL5_5_VFD1 | I3 | SPARE | [6 empty] | 11.200.1.81 | 35S-6D2-P101 | UL5_4_DPM1 | SPARE | SPARE | APF | UL5_5_VFD1:I.In_3
UL5_5_VFD1 | IO0 | UL5_4_S2_PB | START PUSHBUTTON | [5 empty] | 11.200.1.81 | 35S-6D2-P101 | UL5_4_DPM1 | UL5_4_S2_PB START PUSHBUTTON | I | APF | UL5_5_VFD1:I.IO_0
UL5_5_VFD1 | IO1 | UL5_4_S2_PB_LT | START PUSHBUTTON LIGHT | [5 empty] | 11.200.1.81 | 35S-6D2-P101 | UL5_4_DPM1 | UL5_4_S2_PB_LT START PUSHBUTTON LIGHT | O | APF | UL5_5_VFD1:O.IO_1
UL5_5_VFD1 | SI0 | UL5_1_ESTOP1 | E-STOP OK | [5 empty] | 11.200.1.81 | 35S-6D2-P101 | UL5_4_DPM1 | UL5_1_ESTOP1 E-STOP OK | O | APF | UL5_5_VFD1:SI.In00Data
UL5_5_VFD1 | SI1 | SPARE | [6 empty] | 11.200.1.81 | 35S-6D2-P101 | UL5_4_DPM1 | SPARE | SPARE | APF | UL5_5_VFD1:SI.In01Data
UL5_5_VFD1 | SI2 | SPARE | [6 empty] | 11.200.1.81 | 35S-6D2-P101 | UL5_4_DPM1 | SPARE | SPARE | APF | UL5_5_VFD1:SI.In02Data
UL5_5_VFD1 | SI3 | SPARE | [6 empty] | 11.200.1.81 | 35S-6D2-P101 | UL5_4_DPM1 | SPARE | SPARE | APF | UL5_5_VFD1:SI.In03Data
UL5_5_VFD1 | SO0 | SPARE | [6 empty] | 11.200.1.81 | 35S-6D2-P101 | UL5_4_DPM1 | SPARE | SPARE | APF | UL5_5_VFD1:SO.Out00Output
UL6_1_VFD1 | I0 | UL6_1_VFD1_DISC | DISCONNECT AUX | [5 empty] | 11.200.1.87 | 35S-6D2-P101 | UL5_4_DPM1 | UL6_1_VFD1_DISC DISCONNECT AUX | I | APF | UL6_1_VFD1:I.In_0
UL6_1_VFD1 | I1 | SPARE | [6 empty] | 11.200.1.87 | 35S-6D2-P101 | UL5_4_DPM1 | SPARE | SPARE | APF | UL6_1_VFD1:I.In_1
UL6_1_VFD1 | I2 | UL6_1_TPE1 | TRACKING PHOTOEYE | [5 empty] | 11.200.1.87 | 35S-6D2-P101 | UL5_4_DPM1 | UL6_1_TPE1 TRACKING PHOTOEYE | I | APF | UL6_1_VFD1:I.In_2
UL6_1_VFD1 | I3 | SPARE | [6 empty] | 11.200.1.87 | 35S-6D2-P101 | UL5_4_DPM1 | SPARE | SPARE | APF | UL6_1_VFD1:I.In_3
UL6_1_VFD1 | IO0 | SPARE | [6 empty] | 11.200.1.87 | 35S-6D2-P101 | UL5_4_DPM1 | SPARE | SPARE | APF | UL6_1_VFD1:I.IO_0
UL6_1_VFD1 | IO1 | SPARE | [6 empty] | 11.200.1.87 | 35S-6D2-P101 | UL5_4_DPM1 | SPARE | SPARE | APF | UL6_1_VFD1:I.IO_1
UL6_1_VFD1 | SI0 | UL6_1_EPC1 | E-STOP PULLCORD | [5 empty] | 11.200.1.87 | 35S-6D2-P101 | UL5_4_DPM1 | UL6_1_EPC1 E-STOP PULLCORD | I | APF | UL6_1_VFD1:SI.In00Data
UL6_1_VFD1 | SI1 | UL6_1_EPC1_2 | E-STOP PULLCORD | [5 empty] | 11.200.1.87 | 35S-6D2-P101 | UL5_4_DPM1 | UL6_1_EPC1_2 E-STOP PULLCORD | I | APF | UL6_1_VFD1:SI.In01Data
UL6_1_VFD1 | SI2 | UL6_1_EPC2 | E-STOP PULLCORD | [5 empty] | 11.200.1.87 | 35S-6D2-P101 | UL5_4_DPM1 | UL6_1_EPC2 E-STOP PULLCORD | I | APF | UL6_1_VFD1:SI.In02Data
UL6_1_VFD1 | SI3 | UL6_1_EPC2_2 | E-STOP PULLCORD | [5 empty] | 11.200.1.87 | 35S-6D2-P101 | UL5_4_DPM1 | UL6_1_EPC2_2 E-STOP PULLCORD | I | APF | UL6_1_VFD1:SI.In03Data
UL6_1_VFD1 | SO0 | SPARE | [6 empty] | 11.200.1.87 | 35S-6D2-P101 | UL5_4_DPM1 | SPARE | SPARE | APF | UL6_1_VFD1:SO.Out00Output
UL6_3_VFD1 | I0 | UL6_3_VFD1_DISC | DISCONNECT AUX | [5 empty] | 11.200.1.89 | 35S-6D2-P101 | UL5_4_DPM1 | UL6_3_VFD1_DISC DISCONNECT AUX | I | APF | UL6_3_VFD1:I.In_0
UL6_3_VFD1 | I1 | UL6_3_ENC1 | ENCODER | [5 empty] | 11.200.1.89 | 35S-6D2-P101 | UL5_4_DPM1 | UL6_3_ENC1 ENCODER | I | APF | UL6_3_VFD1:I.In_1
UL6_3_VFD1 | I2 | SPARE | [6 empty] | 11.200.1.89 | 35S-6D2-P101 | UL5_4_DPM1 | SPARE | SPARE | APF | UL6_3_VFD1:I.In_2
UL6_3_VFD1 | I3 | SPARE | [6 empty] | 11.200.1.89 | 35S-6D2-P101 | UL5_4_DPM1 | SPARE | SPARE | APF | UL6_3_VFD1:I.In_3
UL6_3_VFD1 | IO0 | SPARE | [6 empty] | 11.200.1.89 | 35S-6D2-P101 | UL5_4_DPM1 | SPARE | SPARE | APF | UL6_3_VFD1:I.IO_0
UL6_3_VFD1 | IO1 | SPARE | [6 empty] | 11.200.1.89 | 35S-6D2-P101 | UL5_4_DPM1 | SPARE | SPARE | APF | UL6_3_VFD1:I.IO_1
UL6_3_VFD1 | SI0 | SPARE | [6 empty] | 11.200.1.89 | 35S-6D2-P101 | UL5_4_DPM1 | SPARE | SPARE | APF | UL6_3_VFD1:SI.In00Data
UL6_3_VFD1 | SI1 | SPARE | [6 empty] | 11.200.1.89 | 35S-6D2-P101 | UL5_4_DPM1 | SPARE | SPARE | APF | UL6_3_VFD1:SI.In01Data
UL6_3_VFD1 | SI2 | SPARE | [6 empty] | 11.200.1.89 | 35S-6D2-P101 | UL5_4_DPM1 | SPARE | SPARE | APF | UL6_3_VFD1:SI.In02Data
UL6_3_VFD1 | SI3 | SPARE | [6 empty] | 11.200.1.89 | 35S-6D2-P101 | UL5_4_DPM1 | SPARE | SPARE | APF | UL6_3_VFD1:SI.In03Data
UL6_3_VFD1 | SO0 | SPARE | [6 empty] | 11.200.1.89 | 35S-6D2-P101 | UL5_4_DPM1 | SPARE | SPARE | APF | UL6_3_VFD1:SO.Out00Output
UL6_4_VFD1 | I0 | UL6_4_VFD1_DISC | DISCONNECT AUX | [5 empty] | 11.200.1.90 | 35S-6D2-P101 | UL5_4_DPM1 | UL6_4_VFD1_DISC DISCONNECT AUX | I | APF | UL6_4_VFD1:I.In_0
UL6_4_VFD1 | I1 | UL6_4_ENC1 | ENCODER | [5 empty] | 11.200.1.90 | 35S-6D2-P101 | UL5_4_DPM1 | UL6_4_ENC1 ENCODER | I | APF | UL6_4_VFD1:I.In_1
UL6_4_VFD1 | I2 | UL6_4_TPE1 | TRACKING PHOTOEYE | [5 empty] | 11.200.1.90 | 35S-6D2-P101 | UL5_4_DPM1 | UL6_4_TPE1 TRACKING PHOTOEYE | I | APF | UL6_4_VFD1:I.In_2
UL6_4_VFD1 | I3 | UL6_4_TPE2 | TRACKING PHOTOEYE | [5 empty] | 11.200.1.90 | 35S-6D2-P101 | UL5_4_DPM1 | UL6_4_TPE2 TRACKING PHOTOEYE | I | APF | UL6_4_VFD1:I.In_3
UL6_4_VFD1 | IO0 | SPARE | [6 empty] | 11.200.1.90 | 35S-6D2-P101 | UL5_4_DPM1 | SPARE | SPARE | APF | UL6_4_VFD1:I.IO_0
UL6_4_VFD1 | IO1 | SPARE | [6 empty] | 11.200.1.90 | 35S-6D2-P101 | UL5_4_DPM1 | SPARE | SPARE | APF | UL6_4_VFD1:I.IO_1
UL6_4_VFD1 | SI0 | SPARE | [6 empty] | 11.200.1.90 | 35S-6D2-P101 | UL5_4_DPM1 | SPARE | SPARE | APF | UL6_4_VFD1:SI.In00Data
UL6_4_VFD1 | SI1 | SPARE | [6 empty] | 11.200.1.90 | 35S-6D2-P101 | UL5_4_DPM1 | SPARE | SPARE | APF | UL6_4_VFD1:SI.In01Data
UL6_4_VFD1 | SI2 | SPARE | [6 empty] | 11.200.1.90 | 35S-6D2-P101 | UL5_4_DPM1 | SPARE | SPARE | APF | UL6_4_VFD1:SI.In02Data
UL6_4_VFD1 | SI3 | SPARE | [6 empty] | 11.200.1.90 | 35S-6D2-P101 | UL5_4_DPM1 | SPARE | SPARE | APF | UL6_4_VFD1:SI.In03Data
UL6_4_VFD1 | SO0 | SPARE | [6 empty] | 11.200.1.90 | 35S-6D2-P101 | UL5_4_DPM1 | SPARE | SPARE | APF | UL6_4_VFD1:SO.Out00Output
UL6_9_VFD1 | I0 | UL6_9_VFD1_DISC | DISCONNECT AUX | [5 empty] | 11.200.1.95 | 35S-6D2-P101 | UL5_4_DPM1 | UL6_9_VFD1_DISC DISCONNECT AUX | I | APF | UL6_9_VFD1:I.In_0
UL6_9_VFD1 | I1 | SPARE | [6 empty] | 11.200.1.95 | 35S-6D2-P101 | UL5_4_DPM1 | SPARE | SPARE | APF | UL6_9_VFD1:I.In_1
UL6_9_VFD1 | I2 | SPARE | [6 empty] | 11.200.1.95 | 35S-6D2-P101 | UL5_4_DPM1 | SPARE | SPARE | APF | UL6_9_VFD1:I.In_2
UL6_9_VFD1 | I3 | SPARE | [6 empty] | 11.200.1.95 | 35S-6D2-P101 | UL5_4_DPM1 | SPARE | SPARE | APF | UL6_9_VFD1:I.In_3
UL6_9_VFD1 | IO0 | SPARE | [6 empty] | 11.200.1.95 | 35S-6D2-P101 | UL5_4_DPM1 | SPARE | SPARE | APF | UL6_9_VFD1:I.IO_0
UL6_9_VFD1 | IO1 | SPARE | [6 empty] | 11.200.1.95 | 35S-6D2-P101 | UL5_4_DPM1 | SPARE | SPARE | APF | UL6_9_VFD1:I.IO_1
UL6_9_VFD1 | SI0 | SPARE | [6 empty] | 11.200.1.95 | 35S-6D2-P101 | UL5_4_DPM1 | SPARE | SPARE | APF | UL6_9_VFD1:SI.In00Data
UL6_9_VFD1 | SI1 | SPARE | [6 empty] | 11.200.1.95 | 35S-6D2-P101 | UL5_4_DPM1 | SPARE | SPARE | APF | UL6_9_VFD1:SI.In01Data
UL6_9_VFD1 | SI2 | SPARE | [6 empty] | 11.200.1.95 | 35S-6D2-P101 | UL5_4_DPM1 | SPARE | SPARE | APF | UL6_9_VFD1:SI.In02Data
UL6_9_VFD1 | SI3 | SPARE | [6 empty] | 11.200.1.95 | 35S-6D2-P101 | UL5_4_DPM1 | SPARE | SPARE | APF | UL6_9_VFD1:SI.In03Data
UL6_9_VFD1 | SO0 | SPARE | [6 empty] | 11.200.1.95 | 35S-6D2-P101 | UL5_4_DPM1 | SPARE | SPARE | APF | UL6_9_VFD1:SO.Out00Output
UL7_11_VFD1 | I0 | UL7_11_VFD1_DISC | DISCONNECT AUX | [5 empty] | 11.200.1.108 | 35S-6D2-P101 | UL7_4_DPM1 | UL7_11_VFD1_DISC DISCONNECT AUX | I | APF | UL7_11_VFD1:I.In_0
UL7_11_VFD1 | I1 | SPARE | [6 empty] | 11.200.1.108 | 35S-6D2-P101 | UL7_4_DPM1 | SPARE | SPARE | APF | UL7_11_VFD1:I.In_1
UL7_11_VFD1 | I2 | UL7_11_TPE1 | TRACKING PHOTOEYE | [5 empty] | 11.200.1.108 | 35S-6D2-P101 | UL7_4_DPM1 | UL7_11_TPE1 TRACKING PHOTOEYE | I | APF | UL7_11_VFD1:I.In_2
UL7_11_VFD1 | I3 | UL7_11_TPE2 | TRACKING PHOTOEYE | [5 empty] | 11.200.1.108 | 35S-6D2-P101 | UL7_4_DPM1 | UL7_11_TPE2 TRACKING PHOTOEYE | I | APF | UL7_11_VFD1:I.In_3
UL7_11_VFD1 | IO0 | SPARE | [6 empty] | 11.200.1.108 | 35S-6D2-P101 | UL7_4_DPM1 | SPARE | SPARE | APF | UL7_11_VFD1:I.IO_0
UL7_11_VFD1 | IO1 | SPARE | [6 empty] | 11.200.1.108 | 35S-6D2-P101 | UL7_4_DPM1 | SPARE | SPARE | APF | UL7_11_VFD1:I.IO_1
UL7_11_VFD1 | SI0 | SPARE | [6 empty] | 11.200.1.108 | 35S-6D2-P101 | UL7_4_DPM1 | SPARE | SPARE | APF | UL7_11_VFD1:SI.In00Data
UL7_11_VFD1 | SI1 | SPARE | [6 empty] | 11.200.1.108 | 35S-6D2-P101 | UL7_4_DPM1 | SPARE | SPARE | APF | UL7_11_VFD1:SI.In01Data
UL7_11_VFD1 | SI2 | SPARE | [6 empty] | 11.200.1.108 | 35S-6D2-P101 | UL7_4_DPM1 | SPARE | SPARE | APF | UL7_11_VFD1:SI.In02Data
UL7_11_VFD1 | SI3 | SPARE | [6 empty] | 11.200.1.108 | 35S-6D2-P101 | UL7_4_DPM1 | SPARE | SPARE | APF | UL7_11_VFD1:SI.In03Data
UL7_11_VFD1 | SO0 | SPARE | [6 empty] | 11.200.1.108 | 35S-6D2-P101 | UL7_4_DPM1 | SPARE | SPARE | APF | UL7_11_VFD1:SO.Out00Output
UL7_12_VFD1 | I0 | UL7_12_VFD1_DISC | DISCONNECT AUX | [5 empty] | 11.200.1.109 | 35S-6D2-P101 | UL7_4_DPM1 | UL7_12_VFD1_DISC DISCONNECT AUX | I | APF | UL7_12_VFD1:I.In_0
UL7_12_VFD1 | I1 | SPARE | [6 empty] | 11.200.1.109 | 35S-6D2-P101 | UL7_4_DPM1 | SPARE | SPARE | APF | UL7_12_VFD1:I.In_1
UL7_12_VFD1 | I2 | UL7_12_TPE1 | TRACKING PHOTOEYE | [5 empty] | 11.200.1.109 | 35S-6D2-P101 | UL7_4_DPM1 | UL7_12_TPE1 TRACKING PHOTOEYE | I | APF | UL7_12_VFD1:I.In_2
UL7_12_VFD1 | I3 | SPARE | [6 empty] | 11.200.1.109 | 35S-6D2-P101 | UL7_4_DPM1 | SPARE | SPARE | APF | UL7_12_VFD1:I.In_3
UL7_12_VFD1 | IO0 | SPARE | [6 empty] | 11.200.1.109 | 35S-6D2-P101 | UL7_4_DPM1 | SPARE | SPARE | APF | UL7_12_VFD1:I.IO_0
UL7_12_VFD1 | IO1 | SPARE | [6 empty] | 11.200.1.109 | 35S-6D2-P101 | UL7_4_DPM1 | SPARE | SPARE | APF | UL7_12_VFD1:I.IO_1
UL7_12_VFD1 | SI0 | SPARE | [6 empty] | 11.200.1.109 | 35S-6D2-P101 | UL7_4_DPM1 | SPARE | SPARE | APF | UL7_12_VFD1:SI.In00Data
UL7_12_VFD1 | SI1 | SPARE | [6 empty] | 11.200.1.109 | 35S-6D2-P101 | UL7_4_DPM1 | SPARE | SPARE | APF | UL7_12_VFD1:SI.In01Data
UL7_12_VFD1 | SI2 | SPARE | [6 empty] | 11.200.1.109 | 35S-6D2-P101 | UL7_4_DPM1 | SPARE | SPARE | APF | UL7_12_VFD1:SI.In02Data
UL7_12_VFD1 | SI3 | SPARE | [6 empty] | 11.200.1.109 | 35S-6D2-P101 | UL7_4_DPM1 | SPARE | SPARE | APF | UL7_12_VFD1:SI.In03Data
UL7_12_VFD1 | SO0 | SPARE | [6 empty] | 11.200.1.109 | 35S-6D2-P101 | UL7_4_DPM1 | SPARE | SPARE | APF | UL7_12_VFD1:SO.Out00Output
UL8_1_VFD1 | I0 | UL8_1_VFD1_DISC | DISCONNECT AUX | [5 empty] | 11.200.1.112 | 35S-6D2-P101 | UL8_3_DPM1 | UL8_1_VFD1_DISC DISCONNECT AUX | I | APF | UL8_1_VFD1:I.In_0
UL8_1_VFD1 | I1 | SPARE | [6 empty] | 11.200.1.112 | 35S-6D2-P101 | UL8_3_DPM1 | SPARE | SPARE | APF | UL8_1_VFD1:I.In_1
UL8_1_VFD1 | I2 | UL8_1_TPE1 | TRACKING PHOTOEYE | [5 empty] | 11.200.1.112 | 35S-6D2-P101 | UL8_3_DPM1 | UL8_1_TPE1 TRACKING PHOTOEYE | I | APF | UL8_1_VFD1:I.In_2
UL8_1_VFD1 | I3 | SPARE | [6 empty] | 11.200.1.112 | 35S-6D2-P101 | UL8_3_DPM1 | SPARE | SPARE | APF | UL8_1_VFD1:I.In_3
UL8_1_VFD1 | IO0 | SPARE | [6 empty] | 11.200.1.112 | 35S-6D2-P101 | UL8_3_DPM1 | SPARE | SPARE | APF | UL8_1_VFD1:I.IO_0
UL8_1_VFD1 | IO1 | SPARE | [6 empty] | 11.200.1.112 | 35S-6D2-P101 | UL8_3_DPM1 | SPARE | SPARE | APF | UL8_1_VFD1:I.IO_1
UL8_1_VFD1 | SI0 | UL8_1_EPC1 | E-STOP PULLCORD | [5 empty] | 11.200.1.112 | 35S-6D2-P101 | UL8_3_DPM1 | UL8_1_EPC1 E-STOP PULLCORD | I | APF | UL8_1_VFD1:SI.In00Data
UL8_1_VFD1 | SI1 | UL8_1_EPC1_2 | E-STOP PULLCORD | [5 empty] | 11.200.1.112 | 35S-6D2-P101 | UL8_3_DPM1 | UL8_1_EPC1_2 E-STOP PULLCORD | I | APF | UL8_1_VFD1:SI.In01Data
UL8_1_VFD1 | SI2 | UL8_1_EPC2 | E-STOP PULLCORD | [5 empty] | 11.200.1.112 | 35S-6D2-P101 | UL8_3_DPM1 | UL8_1_EPC2 E-STOP PULLCORD | I | APF | UL8_1_VFD1:SI.In02Data
UL8_1_VFD1 | SI3 | UL8_1_EPC2_2 | E-STOP PULLCORD | [5 empty] | 11.200.1.112 | 35S-6D2-P101 | UL8_3_DPM1 | UL8_1_EPC2_2 E-STOP PULLCORD | I | APF | UL8_1_VFD1:SI.In03Data
UL8_1_VFD1 | SO0 | SPARE | [6 empty] | 11.200.1.112 | 35S-6D2-P101 | UL8_3_DPM1 | SPARE | SPARE | APF | UL8_1_VFD1:SO.Out00Output
UL8_3_VFD1 | I0 | UL8_3_VFD1_DISC | DISCONNECT AUX | [5 empty] | 11.200.1.114 | 35S-6D2-P101 | UL8_3_DPM1 | UL8_3_VFD1_DISC DISCONNECT AUX | I | APF | UL8_3_VFD1:I.In_0
UL8_3_VFD1 | I1 | UL8_3_ENC1 | ENCODER | [5 empty] | 11.200.1.114 | 35S-6D2-P101 | UL8_3_DPM1 | UL8_3_ENC1 ENCODER | I | APF | UL8_3_VFD1:I.In_1
UL8_3_VFD1 | I2 | UL8_3_TPE1 | TRACKING PHOTOEYE | [5 empty] | 11.200.1.114 | 35S-6D2-P101 | UL8_3_DPM1 | UL8_3_TPE1 TRACKING PHOTOEYE | I | APF | UL8_3_VFD1:I.In_2
UL8_3_VFD1 | I3 | SPARE | [6 empty] | 11.200.1.114 | 35S-6D2-P101 | UL8_3_DPM1 | SPARE | SPARE | APF | UL8_3_VFD1:I.In_3
UL8_3_VFD1 | IO0 | UL8_3_BCN1_R | RED BEACON LIGHT | [5 empty] | 11.200.1.114 | 35S-6D2-P101 | UL8_3_DPM1 | UL8_3_BCN1_R RED BEACON LIGHT | O | APF | UL8_3_VFD1:O.IO_0
UL8_3_VFD1 | IO1 | UL8_3_BCN2_R | RED BEACON LIGHT | [5 empty] | 11.200.1.114 | 35S-6D2-P101 | UL8_3_DPM1 | UL8_3_BCN2_R RED BEACON LIGHT | O | APF | UL8_3_VFD1:O.IO_1
UL8_3_VFD1 | SI0 | UL8_3_EPC1 | E-STOP PULLCORD | [5 empty] | 11.200.1.114 | 35S-6D2-P101 | UL8_3_DPM1 | UL8_3_EPC1 E-STOP PULLCORD | I | APF | UL8_3_VFD1:SI.In00Data
UL8_3_VFD1 | SI1 | UL8_3_EPC1_2 | E-STOP PULLCORD | [5 empty] | 11.200.1.114 | 35S-6D2-P101 | UL8_3_DPM1 | UL8_3_EPC1_2 E-STOP PULLCORD | I | APF | UL8_3_VFD1:SI.In01Data
UL8_3_VFD1 | SI2 | UL8_3_EPC2 | E-STOP PULLCORD | [5 empty] | 11.200.1.114 | 35S-6D2-P101 | UL8_3_DPM1 | UL8_3_EPC2 E-STOP PULLCORD | I | APF | UL8_3_VFD1:SI.In02Data
UL8_3_VFD1 | SI3 | UL8_3_EPC2_2 | E-STOP PULLCORD | [5 empty] | 11.200.1.114 | 35S-6D2-P101 | UL8_3_DPM1 | UL8_3_EPC2_2 E-STOP PULLCORD | I | APF | UL8_3_VFD1:SI.In03Data
UL8_3_VFD1 | SO0 | SPARE | [6 empty] | 11.200.1.114 | 35S-6D2-P101 | UL8_3_DPM1 | SPARE | SPARE | APF | UL8_3_VFD1:SO.Out00Output
UL8_4_VFD1 | I0 | UL8_4_VFD1_DISC | DISCONNECT AUX | [5 empty] | 11.200.1.115 | 35S-6D2-P101 | UL8_3_DPM1 | UL8_4_VFD1_DISC DISCONNECT AUX | I | APF | UL8_4_VFD1:I.In_0
UL8_4_VFD1 | I1 | UL8_4_ENC1 | ENCODER | [5 empty] | 11.200.1.115 | 35S-6D2-P101 | UL8_3_DPM1 | UL8_4_ENC1 ENCODER | I | APF | UL8_4_VFD1:I.In_1
UL8_4_VFD1 | I2 | SPARE | [6 empty] | 11.200.1.115 | 35S-6D2-P101 | UL8_3_DPM1 | SPARE | SPARE | APF | UL8_4_VFD1:I.In_2
UL8_4_VFD1 | I3 | SPARE | [6 empty] | 11.200.1.115 | 35S-6D2-P101 | UL8_3_DPM1 | SPARE | SPARE | APF | UL8_4_VFD1:I.In_3
UL8_4_VFD1 | IO0 | UL8_3_S1_PB | START PUSHBUTTON | [5 empty] | 11.200.1.115 | 35S-6D2-P101 | UL8_3_DPM1 | UL8_3_S1_PB START PUSHBUTTON | I | APF | UL8_4_VFD1:I.IO_0
UL8_4_VFD1 | IO1 | UL8_3_S1_PB_LT | START PUSHBUTTON LIGHT | [5 empty] | 11.200.1.115 | 35S-6D2-P101 | UL8_3_DPM1 | UL8_3_S1_PB_LT START PUSHBUTTON LIGHT | O | APF | UL8_4_VFD1:O.IO_1
UL8_4_VFD1 | SI0 | SPARE | [6 empty] | 11.200.1.115 | 35S-6D2-P101 | UL8_3_DPM1 | SPARE | SPARE | APF | UL8_4_VFD1:SI.In00Data
UL8_4_VFD1 | SI1 | SPARE | [6 empty] | 11.200.1.115 | 35S-6D2-P101 | UL8_3_DPM1 | SPARE | SPARE | APF | UL8_4_VFD1:SI.In01Data
UL8_4_VFD1 | SI2 | SPARE | [6 empty] | 11.200.1.115 | 35S-6D2-P101 | UL8_3_DPM1 | SPARE | SPARE | APF | UL8_4_VFD1:SI.In02Data
UL8_4_VFD1 | SI3 | SPARE | [6 empty] | 11.200.1.115 | 35S-6D2-P101 | UL8_3_DPM1 | SPARE | SPARE | APF | UL8_4_VFD1:SI.In03Data
UL8_4_VFD1 | SO0 | SPARE | [6 empty] | 11.200.1.115 | 35S-6D2-P101 | UL8_3_DPM1 | SPARE | SPARE | APF | UL8_4_VFD1:SO.Out00Output
UL8_9_VFD1 | I0 | UL8_9_VFD1_DISC | DISCONNECT AUX | [5 empty] | 11.200.1.120 | 35S-6D2-P101 | UL8_3_DPM1 | UL8_9_VFD1_DISC DISCONNECT AUX | I | APF | UL8_9_VFD1:I.In_0
UL8_9_VFD1 | I1 | SPARE | [6 empty] | 11.200.1.120 | 35S-6D2-P101 | UL8_3_DPM1 | SPARE | SPARE | APF | UL8_9_VFD1:I.In_1
UL8_9_VFD1 | I2 | SPARE | [6 empty] | 11.200.1.120 | 35S-6D2-P101 | UL8_3_DPM1 | SPARE | SPARE | APF | UL8_9_VFD1:I.In_2
UL8_9_VFD1 | I3 | SPARE | [6 empty] | 11.200.1.120 | 35S-6D2-P101 | UL8_3_DPM1 | SPARE | SPARE | APF | UL8_9_VFD1:I.In_3
UL8_9_VFD1 | IO0 | SPARE | [6 empty] | 11.200.1.120 | 35S-6D2-P101 | UL8_3_DPM1 | SPARE | SPARE | APF | UL8_9_VFD1:I.IO_0
UL8_9_VFD1 | IO1 | SPARE | [6 empty] | 11.200.1.120 | 35S-6D2-P101 | UL8_3_DPM1 | SPARE | SPARE | APF | UL8_9_VFD1:I.IO_1
UL8_9_VFD1 | SI0 | SPARE | [6 empty] | 11.200.1.120 | 35S-6D2-P101 | UL8_3_DPM1 | SPARE | SPARE | APF | UL8_9_VFD1:SI.In00Data
UL8_9_VFD1 | SI1 | SPARE | [6 empty] | 11.200.1.120 | 35S-6D2-P101 | UL8_3_DPM1 | SPARE | SPARE | APF | UL8_9_VFD1:SI.In01Data
UL8_9_VFD1 | SI2 | SPARE | [6 empty] | 11.200.1.120 | 35S-6D2-P101 | UL8_3_DPM1 | SPARE | SPARE | APF | UL8_9_VFD1:SI.In02Data
UL8_9_VFD1 | SI3 | SPARE | [6 empty] | 11.200.1.120 | 35S-6D2-P101 | UL8_3_DPM1 | SPARE | SPARE | APF | UL8_9_VFD1:SI.In03Data
UL8_9_VFD1 | SO0 | SPARE | [6 empty] | 11.200.1.120 | 35S-6D2-P101 | UL8_3_DPM1 | SPARE | SPARE | APF | UL8_9_VFD1:SO.Out00Output
UL9_11_VFD1 | I0 | UL9_11_VFD1_DISC | DISCONNECT AUX | [5 empty] | 11.200.1.130 | 35S-6D2-P101 | UL8_3_DPM1 | UL9_11_VFD1_DISC DISCONNECT AUX | I | APF | UL9_11_VFD1:I.In_0
UL9_11_VFD1 | I1 | SPARE | [6 empty] | 11.200.1.130 | 35S-6D2-P101 | UL8_3_DPM1 | SPARE | SPARE | APF | UL9_11_VFD1:I.In_1
UL9_11_VFD1 | I2 | SPARE | [6 empty] | 11.200.1.130 | 35S-6D2-P101 | UL8_3_DPM1 | SPARE | SPARE | APF | UL9_11_VFD1:I.In_2
UL9_11_VFD1 | I3 | SPARE | [6 empty] | 11.200.1.130 | 35S-6D2-P101 | UL8_3_DPM1 | SPARE | SPARE | APF | UL9_11_VFD1:I.In_3
UL9_11_VFD1 | IO0 | SPARE | [6 empty] | 11.200.1.130 | 35S-6D2-P101 | UL8_3_DPM1 | SPARE | SPARE | APF | UL9_11_VFD1:I.IO_0
UL9_11_VFD1 | IO1 | SPARE | [6 empty] | 11.200.1.130 | 35S-6D2-P101 | UL8_3_DPM1 | SPARE | SPARE | APF | UL9_11_VFD1:I.IO_1
UL9_11_VFD1 | SI0 | SPARE | [6 empty] | 11.200.1.130 | 35S-6D2-P101 | UL8_3_DPM1 | SPARE | SPARE | APF | UL9_11_VFD1:SI.In00Data
UL9_11_VFD1 | SI1 | SPARE | [6 empty] | 11.200.1.130 | 35S-6D2-P101 | UL8_3_DPM1 | SPARE | SPARE | APF | UL9_11_VFD1:SI.In01Data
UL9_11_VFD1 | SI2 | SPARE | [6 empty] | 11.200.1.130 | 35S-6D2-P101 | UL8_3_DPM1 | SPARE | SPARE | APF | UL9_11_VFD1:SI.In02Data
UL9_11_VFD1 | SI3 | SPARE | [6 empty] | 11.200.1.130 | 35S-6D2-P101 | UL8_3_DPM1 | SPARE | SPARE | APF | UL9_11_VFD1:SI.In03Data
UL9_11_VFD1 | SO0 | SPARE | [6 empty] | 11.200.1.130 | 35S-6D2-P101 | UL8_3_DPM1 | SPARE | SPARE | APF | UL9_11_VFD1:SO.Out00Output
UL9_5_VFD1 | I0 | UL9_5_VFD1_DISC | DISCONNECT AUX | [5 empty] | 11.200.1.124 | 35S-6D2-P101 | UL8_3_DPM1 | UL9_5_VFD1_DISC DISCONNECT AUX | I | APF | UL9_5_VFD1:I.In_0
UL9_5_VFD1 | I1 | UL9_5_ENC1 | ENCODER | [5 empty] | 11.200.1.124 | 35S-6D2-P101 | UL8_3_DPM1 | UL9_5_ENC1 ENCODER | I | APF | UL9_5_VFD1:I.In_1
UL9_5_VFD1 | I2 | SPARE | [6 empty] | 11.200.1.124 | 35S-6D2-P101 | UL8_3_DPM1 | SPARE | SPARE | APF | UL9_5_VFD1:I.In_2
UL9_5_VFD1 | I3 | SPARE | [6 empty] | 11.200.1.124 | 35S-6D2-P101 | UL8_3_DPM1 | SPARE | SPARE | APF | UL9_5_VFD1:I.In_3
UL9_5_VFD1 | IO0 | UL9_4_S1_PB | START PUSHBUTTON | [5 empty] | 11.200.1.124 | 35S-6D2-P101 | UL8_3_DPM1 | UL9_4_S1_PB START PUSHBUTTON | I | APF | UL9_5_VFD1:I.IO_0
UL9_5_VFD1 | IO1 | UL9_4_S1_PB_LT | START PUSHBUTTON LIGHT | [5 empty] | 11.200.1.124 | 35S-6D2-P101 | UL8_3_DPM1 | UL9_4_S1_PB_LT START PUSHBUTTON LIGHT | O | APF | UL9_5_VFD1:O.IO_1
UL9_5_VFD1 | SI0 | UL9_1_ESTOP1 | ESTOP OK | [5 empty] | 11.200.1.124 | 35S-6D2-P101 | UL8_3_DPM1 | UL9_1_ESTOP1 ESTOP OK | O | APF | UL9_5_VFD1:SI.In00Data
UL9_5_VFD1 | SI1 | SPARE | [6 empty] | 11.200.1.124 | 35S-6D2-P101 | UL8_3_DPM1 | SPARE | SPARE | APF | UL9_5_VFD1:SI.In01Data
UL9_5_VFD1 | SI2 | SPARE | [6 empty] | 11.200.1.124 | 35S-6D2-P101 | UL8_3_DPM1 | SPARE | SPARE | APF | UL9_5_VFD1:SI.In02Data
UL9_5_VFD1 | SI3 | SPARE | [6 empty] | 11.200.1.124 | 35S-6D2-P101 | UL8_3_DPM1 | SPARE | SPARE | APF | UL9_5_VFD1:SI.In03Data
UL9_5_VFD1 | SO0 | SPARE | [6 empty] | 11.200.1.124 | 35S-6D2-P101 | UL8_3_DPM1 | SPARE | SPARE | APF | UL9_5_VFD1:SO.Out00Output
PS2_2_VFD1 | I0 | PS2_2_VFD1_DISC | DISCONNECT AUX |  | UL10_03_VFD1 |  |  |  | 11.200.1.175 | 35S-6D3-P101 | PS1_4_DPM1 | PS2_2_VFD1_DISC DISCONNECT AUX | I | APF | PS2_2_VFD1:I.In_0
PS2_2_VFD1 | I1 | SPARE |  |  | UL10_04_VFD1 |  |  |  | 11.200.1.175 | 35S-6D3-P101 | PS1_4_DPM1 | SPARE | SPARE | APF | PS2_2_VFD1:I.In_1
PS2_2_VFD1 | I2 | PS2_2_TPE1 | TRACKING PHOTOEYE |  | UL10_05_VFD1 |  |  |  | 11.200.1.175 | 35S-6D3-P101 | PS1_4_DPM1 | PS2_2_TPE1 TRACKING PHOTOEYE | I | APF | PS2_2_VFD1:I.In_2
PS2_2_VFD1 | I3 | PS2_2_TPE2 | TRACKING PHOTOEYE | [5 empty] | 11.200.1.175 | 35S-6D3-P101 | PS1_4_DPM1 | PS2_2_TPE2 TRACKING PHOTOEYE | I | APF | PS2_2_VFD1:I.In_3
PS2_2_VFD1 | IO0 | PS2_1_BCN1_R | RED BEACON LIGHT |  | UL10_06_VFD1 |  |  |  | 11.200.1.175 | 35S-6D3-P101 | PS1_4_DPM1 | PS2_1_BCN1_R RED BEACON LIGHT | O | APF | PS2_2_VFD1:O.IO_0
PS2_2_VFD1 | IO1 | PS2_1_BCN2_R | RED BEACON LIGHT |  | UL10_07_VFD1 |  |  |  | 11.200.1.175 | 35S-6D3-P101 | PS1_4_DPM1 | PS2_1_BCN2_R RED BEACON LIGHT | O | APF | PS2_2_VFD1:O.IO_1
PS2_2_VFD1 | SI0 | SPARE |  |  | UL10_08_VFD1 |  |  |  | 11.200.1.175 | 35S-6D3-P101 | PS1_4_DPM1 | SPARE | SPARE | APF | PS2_2_VFD1:SI.In00Data
PS2_2_VFD1 | SI1 | SPARE |  |  | UL10_09_VFD1 |  |  |  | 11.200.1.175 | 35S-6D3-P101 | PS1_4_DPM1 | SPARE | SPARE | APF | PS2_2_VFD1:SI.In01Data
PS2_2_VFD1 | SI2 | SPARE | [6 empty] | 11.200.1.175 | 35S-6D3-P101 | PS1_4_DPM1 | SPARE | SPARE | APF | PS2_2_VFD1:SI.In02Data
PS2_2_VFD1 | SI3 | SPARE |  |  | UL10_10_VFD1 |  |  |  | 11.200.1.175 | 35S-6D3-P101 | PS1_4_DPM1 | SPARE | SPARE | APF | PS2_2_VFD1:SI.In03Data
PS2_2_VFD1 | SO0 | SPARE |  |  | UL11_03_FIO1 |  |  |  | 11.200.1.175 | 35S-6D3-P101 | PS1_4_DPM1 | SPARE | SPARE | APF | PS2_2_VFD1:SO.Out00Output
PS2_6_VFD1 | I0 | PS2_6_VFD1_DISC | DISCONNECT AUX |  | UL2_07_VFD1 |  |  |  | 11.200.1.179 | 35S-6D3-P101 | PS1_4_DPM1 | PS2_6_VFD1_DISC DISCONNECT AUX | I | APF | PS2_6_VFD1:I.In_0
PS2_6_VFD1 | I1 | SPARE |  |  | UL2_08_VFD1 |  |  |  | 11.200.1.179 | 35S-6D3-P101 | PS1_4_DPM1 | SPARE | SPARE | APF | PS2_6_VFD1:I.In_1
PS2_6_VFD1 | I2 | PS2_6_TPE1 | TRACKING PHOTOEYE |  | UL2_09_VFD1 |  |  |  | 11.200.1.179 | 35S-6D3-P101 | PS1_4_DPM1 | PS2_6_TPE1 TRACKING PHOTOEYE | I | APF | PS2_6_VFD1:I.In_2
PS2_6_VFD1 | I3 | SPARE |  |  | UL2_10_VFD1 |  |  |  | 11.200.1.179 | 35S-6D3-P101 | PS1_4_DPM1 | SPARE | SPARE | APF | PS2_6_VFD1:I.In_3
PS2_6_VFD1 | IO0 | PS2_6_S1_PB | START PUSHBUTTON | [5 empty] | 11.200.1.179 | 35S-6D3-P101 | PS1_4_DPM1 | PS2_6_S1_PB START PUSHBUTTON | I | APF | PS2_6_VFD1:I.IO_0
PS2_6_VFD1 | IO1 | PS2_6_S1_PB_LT | START PUSHBUTTON LIGHT |  | UL3_01_VFD1 |  |  |  | 11.200.1.179 | 35S-6D3-P101 | PS1_4_DPM1 | PS2_6_S1_PB_LT START PUSHBUTTON LIGHT | O | APF | PS2_6_VFD1:O.IO_1
PS2_6_VFD1 | SI0 | PS2_6_EPC1 | E-STOP PULLCORD |  | UL3_02_FIO1 |  |  |  | 11.200.1.179 | 35S-6D3-P101 | PS1_4_DPM1 | PS2_6_EPC1 E-STOP PULLCORD | I | APF | PS2_6_VFD1:SI.In00Data
PS2_6_VFD1 | SI1 | PS2_6_EPC1_2 | E-STOP PULLCORD |  | UL3_02_VFD1 |  |  |  | 11.200.1.179 | 35S-6D3-P101 | PS1_4_DPM1 | PS2_6_EPC1_2 E-STOP PULLCORD | I | APF | PS2_6_VFD1:SI.In01Data
PS2_6_VFD1 | SI2 | PS2_6_EPC2 | E-STOP PULLCORD |  | UL3_03_VFD1 |  |  |  | 11.200.1.179 | 35S-6D3-P101 | PS1_4_DPM1 | PS2_6_EPC2 E-STOP PULLCORD | I | APF | PS2_6_VFD1:SI.In02Data
PS2_6_VFD1 | SI3 | PS2_6_EPC2_2 | E-STOP PULLCORD | [5 empty] | 11.200.1.179 | 35S-6D3-P101 | PS1_4_DPM1 | PS2_6_EPC2_2 E-STOP PULLCORD | I | APF | PS2_6_VFD1:SI.In03Data
PS2_6_VFD1 | SO0 | PS2_6_BCN1_R | RED BEACON LIGHT |  | UL3_04_VFD1 |  |  |  | 11.200.1.179 | 35S-6D3-P101 | PS1_4_DPM1 | PS2_6_BCN1_R RED BEACON LIGHT | O | APF | PS2_6_VFD1:SO.Out00Output
PS3_11_VFD1 | I0 | PS3_11_VFD1_DISC | DISCONNECT AUX | [5 empty] | 11.200.1.190 | 35S-6D3-P101 | PS3_3_DPM1 | PS3_11_VFD1_DISC DISCONNECT AUX | I | APF | PS3_11_VFD1:I.In_0
PS3_11_VFD1 | I1 | SPARE | [6 empty] | 11.200.1.190 | 35S-6D3-P101 | PS3_3_DPM1 | SPARE | SPARE | APF | PS3_11_VFD1:I.In_1
PS3_11_VFD1 | I2 | SPARE | [6 empty] | 11.200.1.190 | 35S-6D3-P101 | PS3_3_DPM1 | SPARE | SPARE | APF | PS3_11_VFD1:I.In_2
PS3_11_VFD1 | I3 | SPARE | [6 empty] | 11.200.1.190 | 35S-6D3-P101 | PS3_3_DPM1 | SPARE | SPARE | APF | PS3_11_VFD1:I.In_3
PS3_11_VFD1 | IO0 | PS3_12_S1_PB | START PUSHBUTTON | [5 empty] | 11.200.1.190 | 35S-6D3-P101 | PS3_3_DPM1 | PS3_12_S1_PB START PUSHBUTTON | I | APF | PS3_11_VFD1:I.IO_0
PS3_11_VFD1 | IO1 | PS3_12_S1_PB_LT | START PUSHBUTTON LIGHT | [5 empty] | 11.200.1.190 | 35S-6D3-P101 | PS3_3_DPM1 | PS3_12_S1_PB_LT START PUSHBUTTON LIGHT | O | APF | PS3_11_VFD1:O.IO_1
PS3_11_VFD1 | SI0 | SPARE | [6 empty] | 11.200.1.190 | 35S-6D3-P101 | PS3_3_DPM1 | SPARE | SPARE | APF | PS3_11_VFD1:SI.In00Data
PS3_11_VFD1 | SI1 | SPARE | [6 empty] | 11.200.1.190 | 35S-6D3-P101 | PS3_3_DPM1 | SPARE | SPARE | APF | PS3_11_VFD1:SI.In01Data
PS3_11_VFD1 | SI2 | SPARE | [6 empty] | 11.200.1.190 | 35S-6D3-P101 | PS3_3_DPM1 | SPARE | SPARE | APF | PS3_11_VFD1:SI.In02Data
PS3_11_VFD1 | SI3 | SPARE | [6 empty] | 11.200.1.190 | 35S-6D3-P101 | PS3_3_DPM1 | SPARE | SPARE | APF | PS3_11_VFD1:SI.In03Data
PS3_11_VFD1 | SO0 | SPARE | [6 empty] | 11.200.1.190 | 35S-6D3-P101 | PS3_3_DPM1 | SPARE | SPARE | APF | PS3_11_VFD1:SO.Out00Output
PS3_12_VFD1 | I0 | PS3_12_VFD1_DISC | DISCONNECT AUX | [5 empty] | 11.200.1.191 | 35S-6D3-P101 | PS3_3_DPM1 | PS3_12_VFD1_DISC DISCONNECT AUX | I | APF | PS3_12_VFD1:I.In_0
PS3_12_VFD1 | I1 | SPARE | [6 empty] | 11.200.1.191 | 35S-6D3-P101 | PS3_3_DPM1 | SPARE | SPARE | APF | PS3_12_VFD1:I.In_1
PS3_12_VFD1 | I2 | PS3_12_TPE1 | TRACKING PHOTOEYE | [5 empty] | 11.200.1.191 | 35S-6D3-P101 | PS3_3_DPM1 | PS3_12_TPE1 TRACKING PHOTOEYE | I | APF | PS3_12_VFD1:I.In_2
PS3_12_VFD1 | I3 | PS3_12_TPE2 | TRACKING PHOTOEYE | [5 empty] | 11.200.1.191 | 35S-6D3-P101 | PS3_3_DPM1 | PS3_12_TPE2 TRACKING PHOTOEYE | I | APF | PS3_12_VFD1:I.In_3
PS3_12_VFD1 | IO0 | PS3_12_BCN2_A | AMBER BEACON LIGHT | [5 empty] | 11.200.1.191 | 35S-6D3-P101 | PS3_3_DPM1 | PS3_12_BCN2_A AMBER BEACON LIGHT | O | APF | PS3_12_VFD1:O.IO_0
PS3_12_VFD1 | IO1 | PS3_12_BCN2_R | RED BEACON LIGHT | [5 empty] | 11.200.1.191 | 35S-6D3-P101 | PS3_3_DPM1 | PS3_12_BCN2_R RED BEACON LIGHT | O | APF | PS3_12_VFD1:O.IO_1
PS3_12_VFD1 | SI0 | PS3_12_EPC1 | E-STOP PULLCORD | [5 empty] | 11.200.1.191 | 35S-6D3-P101 | PS3_3_DPM1 | PS3_12_EPC1 E-STOP PULLCORD | I | APF | PS3_12_VFD1:SI.In00Data
PS3_12_VFD1 | SI1 | PS3_12_EPC1_2 | E-STOP PULLCORD | [5 empty] | 11.200.1.191 | 35S-6D3-P101 | PS3_3_DPM1 | PS3_12_EPC1_2 E-STOP PULLCORD | I | APF | PS3_12_VFD1:SI.In01Data
PS3_12_VFD1 | SI2 | PS3_12_EPC2 | E-STOP PULLCORD | [5 empty] | 11.200.1.191 | 35S-6D3-P101 | PS3_3_DPM1 | PS3_12_EPC2 E-STOP PULLCORD | I | APF | PS3_12_VFD1:SI.In02Data
PS3_12_VFD1 | SI3 | PS3_12_EPC2_2 | E-STOP PULLCORD | [5 empty] | 11.200.1.191 | 35S-6D3-P101 | PS3_3_DPM1 | PS3_12_EPC2_2 E-STOP PULLCORD | I | APF | PS3_12_VFD1:SI.In03Data
PS3_12_VFD1 | SO0 | PS3_12_BCN1_R | RED BEACON LIGHT | [5 empty] | 11.200.1.191 | 35S-6D3-P101 | PS3_3_DPM1 | PS3_12_BCN1_R RED BEACON LIGHT | O | APF | PS3_12_VFD1:SO.Out00Output
PS3_2_VFD1 | I0 | PS3_2_VFD1_DISC | DISCONNECT AUX |  | UL4_06_VFD1 |  |  |  | 11.200.1.181 | 35S-6D3-P101 | PS3_3_DPM1 | PS3_2_VFD1_DISC DISCONNECT AUX | I | APF | PS3_2_VFD1:I.In_0
PS3_2_VFD1 | I1 | SPARE |  |  | UL4_07_VFD1 |  |  |  | 11.200.1.181 | 35S-6D3-P101 | PS3_3_DPM1 | SPARE | SPARE | APF | PS3_2_VFD1:I.In_1
PS3_2_VFD1 | I2 | PS3_2_TPE1 | TRACKING PHOTOEYE | [5 empty] | 11.200.1.181 | 35S-6D3-P101 | PS3_3_DPM1 | PS3_2_TPE1 TRACKING PHOTOEYE | I | APF | PS3_2_VFD1:I.In_2
PS3_2_VFD1 | I3 | SPARE |  |  | UL4_08_VFD1 |  |  |  | 11.200.1.181 | 35S-6D3-P101 | PS3_3_DPM1 | SPARE | SPARE | APF | PS3_2_VFD1:I.In_3
PS3_2_VFD1 | IO0 | PS3_1_S1_PB | START PUSHBUTTON |  | UL4_09_VFD1 |  |  |  | 11.200.1.181 | 35S-6D3-P101 | PS3_3_DPM1 | PS3_1_S1_PB START PUSHBUTTON | I | APF | PS3_2_VFD1:I.IO_0
PS3_2_VFD1 | IO1 | PS3_1_S1_PB_LT | START PUSHBUTTON LIGHT |  | UL4_10A_VFD1 |  |  |  | 11.200.1.181 | 35S-6D3-P101 | PS3_3_DPM1 | PS3_1_S1_PB_LT START PUSHBUTTON LIGHT | O | APF | PS3_2_VFD1:O.IO_1
PS3_2_VFD1 | SI0 | SPARE |  |  | UL4_10B_VFD1 |  |  |  | 11.200.1.181 | 35S-6D3-P101 | PS3_3_DPM1 | SPARE | SPARE | APF | PS3_2_VFD1:SI.In00Data
PS3_2_VFD1 | SI1 | SPARE | [6 empty] | 11.200.1.181 | 35S-6D3-P101 | PS3_3_DPM1 | SPARE | SPARE | APF | PS3_2_VFD1:SI.In01Data
PS3_2_VFD1 | SI2 | SPARE |  |  | UL4_11_VFD1 |  |  |  | 11.200.1.181 | 35S-6D3-P101 | PS3_3_DPM1 | SPARE | SPARE | APF | PS3_2_VFD1:SI.In02Data
PS3_2_VFD1 | SI3 | SPARE |  |  | UL4_12_VFD1 |  |  |  | 11.200.1.181 | 35S-6D3-P101 | PS3_3_DPM1 | SPARE | SPARE | APF | PS3_2_VFD1:SI.In03Data
PS3_2_VFD1 | SO0 | SPARE |  |  | UL4_13_VFD1 |  |  |  | 11.200.1.181 | 35S-6D3-P101 | PS3_3_DPM1 | SPARE | SPARE | APF | PS3_2_VFD1:SO.Out00Output
PS3_3_VFD1 | I0 | PS3_3_VFD1_DISC | DISCONNECT AUX |  | UL5_03_FIO1 |  |  |  | 11.200.1.182 | 35S-6D3-P101 | PS3_3_DPM1 | PS3_3_VFD1_DISC DISCONNECT AUX | I | APF | PS3_3_VFD1:I.In_0
PS3_3_VFD1 | I1 | SPARE | [6 empty] | 11.200.1.182 | 35S-6D3-P101 | PS3_3_DPM1 | SPARE | SPARE | APF | PS3_3_VFD1:I.In_1
PS3_3_VFD1 | I2 | PS3_3_TPE2 | TRACKING PHOTOEYE |  | UL5_03_VFD1 |  |  |  | 11.200.1.182 | 35S-6D3-P101 | PS3_3_DPM1 | PS3_3_TPE2 TRACKING PHOTOEYE | I | APF | PS3_3_VFD1:I.In_2
PS3_3_VFD1 | I3 | SPARE |  |  | UL5_04_VFD1 |  |  |  | 11.200.1.182 | 35S-6D3-P101 | PS3_3_DPM1 | SPARE | SPARE | APF | PS3_3_VFD1:I.In_3
PS3_3_VFD1 | IO0 | PS3_1_S2_PB | START PUSHBUTTON |  | UL5_05_VFD1 |  |  |  | 11.200.1.182 | 35S-6D3-P101 | PS3_3_DPM1 | PS3_1_S2_PB START PUSHBUTTON | I | APF | PS3_3_VFD1:I.IO_0
PS3_3_VFD1 | IO1 | PS3_1_S2_PB_LT | START PUSHBUTTON LIGHT |  | UL5_06_VFD1 |  |  |  | 11.200.1.182 | 35S-6D3-P101 | PS3_3_DPM1 | PS3_1_S2_PB_LT START PUSHBUTTON LIGHT | O | APF | PS3_3_VFD1:O.IO_1
PS3_3_VFD1 | SI0 | PS3_3_BCN1_A | AMBER BEACON LIGHT | [5 empty] | 11.200.1.182 | 35S-6D3-P101 | PS3_3_DPM1 | PS3_3_BCN1_A AMBER BEACON LIGHT | O | APF | PS3_3_VFD1:SI.In00Data
PS3_3_VFD1 | SI1 | SPARE |  |  | UL5_07_VFD1 |  |  |  | 11.200.1.182 | 35S-6D3-P101 | PS3_3_DPM1 | SPARE | SPARE | APF | PS3_3_VFD1:SI.In01Data
PS3_3_VFD1 | SI2 | SPARE |  |  | UL5_08_VFD1 |  |  |  | 11.200.1.182 | 35S-6D3-P101 | PS3_3_DPM1 | SPARE | SPARE | APF | PS3_3_VFD1:SI.In02Data
PS3_3_VFD1 | SI3 | SPARE |  |  | UL5_09_VFD1 |  |  |  | 11.200.1.182 | 35S-6D3-P101 | PS3_3_DPM1 | SPARE | SPARE | APF | PS3_3_VFD1:SI.In03Data
PS3_3_VFD1 | SO0 | SPARE |  |  | UL5_10_VFD1 |  |  |  | 11.200.1.182 | 35S-6D3-P101 | PS3_3_DPM1 | SPARE | SPARE | APF | PS3_3_VFD1:SO.Out00Output
PS3_8_VFD1 | I0 | PS3_8_VFD1_DISC | DISCONNECT AUX |  | UL9_04_VFD1 |  |  |  | 11.200.1.187 | 35S-6D3-P101 | PS3_3_DPM1 | PS3_8_VFD1_DISC DISCONNECT AUX | I | APF | PS3_8_VFD1:I.In_0
PS3_8_VFD1 | I1 | SPARE | [6 empty] | 11.200.1.187 | 35S-6D3-P101 | PS3_3_DPM1 | SPARE | SPARE | APF | PS3_8_VFD1:I.In_1
PS3_8_VFD1 | I2 | SPARE |  |  | UL9_05_VFD1 |  |  |  | 11.200.1.187 | 35S-6D3-P101 | PS3_3_DPM1 | SPARE | SPARE | APF | PS3_8_VFD1:I.In_2
PS3_8_VFD1 | I3 | SPARE |  |  | UL9_06_VFD1 |  |  |  | 11.200.1.187 | 35S-6D3-P101 | PS3_3_DPM1 | SPARE | SPARE | APF | PS3_8_VFD1:I.In_3
PS3_8_VFD1 | IO0 | SPARE |  |  | UL9_07_VFD1 |  |  |  | 11.200.1.187 | 35S-6D3-P101 | PS3_3_DPM1 | SPARE | SPARE | APF | PS3_8_VFD1:I.IO_0
PS3_8_VFD1 | IO1 | SPARE |  |  | UL9_08_VFD1 |  |  |  | 11.200.1.187 | 35S-6D3-P101 | PS3_3_DPM1 | SPARE | SPARE | APF | PS3_8_VFD1:I.IO_1
PS3_8_VFD1 | SI0 | SPARE | [6 empty] | 11.200.1.187 | 35S-6D3-P101 | PS3_3_DPM1 | SPARE | SPARE | APF | PS3_8_VFD1:SI.In00Data
PS3_8_VFD1 | SI1 | SPARE |  |  | UL9_09_VFD1 |  |  |  | 11.200.1.187 | 35S-6D3-P101 | PS3_3_DPM1 | SPARE | SPARE | APF | PS3_8_VFD1:SI.In01Data
PS3_8_VFD1 | SI2 | SPARE |  |  | UL9_10_VFD1 |  |  |  | 11.200.1.187 | 35S-6D3-P101 | PS3_3_DPM1 | SPARE | SPARE | APF | PS3_8_VFD1:SI.In02Data
PS3_8_VFD1 | SI3 | SPARE |  |  | UL9_11_VFD1 |  |  |  | 11.200.1.187 | 35S-6D3-P101 | PS3_3_DPM1 | SPARE | SPARE | APF | PS3_8_VFD1:SI.In03Data
PS3_8_VFD1 | SO0 | SPARE | [6 empty] | 11.200.1.187 | 35S-6D3-P101 | PS3_3_DPM1 | SPARE | SPARE | APF | PS3_8_VFD1:SO.Out00Output
PS4_12_VFD1 | I0 | PS4_12_VFD1_DISC | DISCONNECT AUX | [5 empty] | 11.200.1.203 | 35S-6D3-P101 | PS4_7_DPM1 | PS4_12_VFD1_DISC DISCONNECT AUX | I | APF | PS4_12_VFD1:I.In_0
PS4_12_VFD1 | I1 | SPARE | [6 empty] | 11.200.1.203 | 35S-6D3-P101 | PS4_7_DPM1 | SPARE | SPARE | APF | PS4_12_VFD1:I.In_1
PS4_12_VFD1 | I2 | PS4_12_TPE1 | TRACKING PHOTOEYE | [5 empty] | 11.200.1.203 | 35S-6D3-P101 | PS4_7_DPM1 | PS4_12_TPE1 TRACKING PHOTOEYE | I | APF | PS4_12_VFD1:I.In_2
PS4_12_VFD1 | I3 | SPARE | [6 empty] | 11.200.1.203 | 35S-6D3-P101 | PS4_7_DPM1 | SPARE | SPARE | APF | PS4_12_VFD1:I.In_3
PS4_12_VFD1 | IO0 | PS4_14_S1_PB | START PUSHBUTTON | [5 empty] | 11.200.1.203 | 35S-6D3-P101 | PS4_7_DPM1 | PS4_14_S1_PB START PUSHBUTTON | I | APF | PS4_12_VFD1:I.IO_0
PS4_12_VFD1 | IO1 | PS4_14_S1_PB_LT | START PUSHBUTTON LIGHT | [5 empty] | 11.200.1.203 | 35S-6D3-P101 | PS4_7_DPM1 | PS4_14_S1_PB_LT START PUSHBUTTON LIGHT | O | APF | PS4_12_VFD1:O.IO_1
PS4_12_VFD1 | SI0 | SPARE | [6 empty] | 11.200.1.203 | 35S-6D3-P101 | PS4_7_DPM1 | SPARE | SPARE | APF | PS4_12_VFD1:SI.In00Data
PS4_12_VFD1 | SI1 | SPARE | [6 empty] | 11.200.1.203 | 35S-6D3-P101 | PS4_7_DPM1 | SPARE | SPARE | APF | PS4_12_VFD1:SI.In01Data
PS4_12_VFD1 | SI2 | SPARE | [6 empty] | 11.200.1.203 | 35S-6D3-P101 | PS4_7_DPM1 | SPARE | SPARE | APF | PS4_12_VFD1:SI.In02Data
PS4_12_VFD1 | SI3 | SPARE | [6 empty] | 11.200.1.203 | 35S-6D3-P101 | PS4_7_DPM1 | SPARE | SPARE | APF | PS4_12_VFD1:SI.In03Data
PS4_12_VFD1 | SO0 | SPARE | [6 empty] | 11.200.1.203 | 35S-6D3-P101 | PS4_7_DPM1 | SPARE | SPARE | APF | PS4_12_VFD1:SO.Out00Output
PS4_13_VFD1 | I0 | PS4_13_VFD1_DISC | DISCONNECT AUX | [5 empty] | 11.200.1.204 | 35S-6D3-P101 | PS4_7_DPM1 | PS4_13_VFD1_DISC DISCONNECT AUX | I | APF | PS4_13_VFD1:I.In_0
PS4_13_VFD1 | I1 | SPARE | [6 empty] | 11.200.1.204 | 35S-6D3-P101 | PS4_7_DPM1 | SPARE | SPARE | APF | PS4_13_VFD1:I.In_1
PS4_13_VFD1 | I2 | SPARE | [6 empty] | 11.200.1.204 | 35S-6D3-P101 | PS4_7_DPM1 | SPARE | SPARE | APF | PS4_13_VFD1:I.In_2
PS4_13_VFD1 | I3 | SPARE | [6 empty] | 11.200.1.204 | 35S-6D3-P101 | PS4_7_DPM1 | SPARE | SPARE | APF | PS4_13_VFD1:I.In_3
PS4_13_VFD1 | IO0 | PS4_13_JR1_PB | JAM RESET PUSHBUTTON | [5 empty] | 11.200.1.204 | 35S-6D3-P101 | PS4_7_DPM1 | PS4_13_JR1_PB JAM RESET PUSHBUTTON | I | APF | PS4_13_VFD1:I.IO_0
PS4_13_VFD1 | IO1 | PS4_13_JR1_PB_LT | JAM RESET PUSHBUTTON LIGHT | [5 empty] | 11.200.1.204 | 35S-6D3-P101 | PS4_7_DPM1 | PS4_13_JR1_PB_LT JAM RESET PUSHBUTTON LIGHT | O | APF | PS4_13_VFD1:O.IO_1
PS4_13_VFD1 | SI0 | SPARE | [6 empty] | 11.200.1.204 | 35S-6D3-P101 | PS4_7_DPM1 | SPARE | SPARE | APF | PS4_13_VFD1:SI.In00Data
PS4_13_VFD1 | SI1 | SPARE | [6 empty] | 11.200.1.204 | 35S-6D3-P101 | PS4_7_DPM1 | SPARE | SPARE | APF | PS4_13_VFD1:SI.In01Data
PS4_13_VFD1 | SI2 | SPARE | [6 empty] | 11.200.1.204 | 35S-6D3-P101 | PS4_7_DPM1 | SPARE | SPARE | APF | PS4_13_VFD1:SI.In02Data
PS4_13_VFD1 | SI3 | SPARE | [6 empty] | 11.200.1.204 | 35S-6D3-P101 | PS4_7_DPM1 | SPARE | SPARE | APF | PS4_13_VFD1:SI.In03Data
PS4_13_VFD1 | SO0 | PS4_13_BCN1_A | AMBER BEACON LIGHT | [5 empty] | 11.200.1.204 | 35S-6D3-P101 | PS4_7_DPM1 | PS4_13_BCN1_A AMBER BEACON LIGHT | O | APF | PS4_13_VFD1:SO.Out00Output
PS4_14_VFD1 | I0 | PS4_14_VFD1_DISC | DISCONNECT AUX | [5 empty] | 11.200.1.205 | 35S-6D3-P101 | PS4_7_DPM1 | PS4_14_VFD1_DISC DISCONNECT AUX | I | APF | PS4_14_VFD1:I.In_0
PS4_14_VFD1 | I1 | SPARE | [6 empty] | 11.200.1.205 | 35S-6D3-P101 | PS4_7_DPM1 | SPARE | SPARE | APF | PS4_14_VFD1:I.In_1
PS4_14_VFD1 | I2 | PS4_14_TPE1 | TRACKING PHOTOEYE | [5 empty] | 11.200.1.205 | 35S-6D3-P101 | PS4_7_DPM1 | PS4_14_TPE1 TRACKING PHOTOEYE | I | APF | PS4_14_VFD1:I.In_2
PS4_14_VFD1 | I3 | SPARE | [6 empty] | 11.200.1.205 | 35S-6D3-P101 | PS4_7_DPM1 | SPARE | SPARE | APF | PS4_14_VFD1:I.In_3
PS4_14_VFD1 | IO0 | PS4_14_BCN1_A | AMBER BEACON LIGHT | [5 empty] | 11.200.1.205 | 35S-6D3-P101 | PS4_7_DPM1 | PS4_14_BCN1_A AMBER BEACON LIGHT | O | APF | PS4_14_VFD1:O.IO_0
PS4_14_VFD1 | IO1 | PS4_14_BCN1_R | RED BEACON LIGHT | [5 empty] | 11.200.1.205 | 35S-6D3-P101 | PS4_7_DPM1 | PS4_14_BCN1_R RED BEACON LIGHT | O | APF | PS4_14_VFD1:O.IO_1
PS4_14_VFD1 | SI0 | PS4_14_EPC1 | E-STOP PULLCORD | [5 empty] | 11.200.1.205 | 35S-6D3-P101 | PS4_7_DPM1 | PS4_14_EPC1 E-STOP PULLCORD | I | APF | PS4_14_VFD1:SI.In00Data
PS4_14_VFD1 | SI1 | PS4_14_EPC1_2 | E-STOP PULLCORD | [5 empty] | 11.200.1.205 | 35S-6D3-P101 | PS4_7_DPM1 | PS4_14_EPC1_2 E-STOP PULLCORD | I | APF | PS4_14_VFD1:SI.In01Data
PS4_14_VFD1 | SI2 | PS4_14_EPC2 | E-STOP PULLCORD | [5 empty] | 11.200.1.205 | 35S-6D3-P101 | PS4_7_DPM1 | PS4_14_EPC2 E-STOP PULLCORD | I | APF | PS4_14_VFD1:SI.In02Data
PS4_14_VFD1 | SI3 | PS4_14_EPC2_2 | E-STOP PULLCORD | [5 empty] | 11.200.1.205 | 35S-6D3-P101 | PS4_7_DPM1 | PS4_14_EPC2_2 E-STOP PULLCORD | I | APF | PS4_14_VFD1:SI.In03Data
PS4_14_VFD1 | SO0 | PS4_14_BCN2_R | RED BEACON LIGHT | [5 empty] | 11.200.1.205 | 35S-6D3-P101 | PS4_7_DPM1 | PS4_14_BCN2_R RED BEACON LIGHT | O | APF | PS4_14_VFD1:SO.Out00Output
PS4_2_VFD1 | I0 | PS4_2_VFD1_DISC | DISCONNECT AUX | [5 empty] | 11.200.1.193 | 35S-6D3-P101 | PS4_7_DPM1 | PS4_2_VFD1_DISC DISCONNECT AUX | I | APF | PS4_2_VFD1:I.In_0
PS4_2_VFD1 | I1 | SPARE | [6 empty] | 11.200.1.193 | 35S-6D3-P101 | PS4_7_DPM1 | SPARE | SPARE | APF | PS4_2_VFD1:I.In_1
PS4_2_VFD1 | I2 | PS4_2_TPE1 | TRACKING PHOTOEYE | [5 empty] | 11.200.1.193 | 35S-6D3-P101 | PS4_7_DPM1 | PS4_2_TPE1 TRACKING PHOTOEYE | I | APF | PS4_2_VFD1:I.In_2
PS4_2_VFD1 | I3 | PS4_2_TPE2 | TRACKING PHOTOEYE | [5 empty] | 11.200.1.193 | 35S-6D3-P101 | PS4_7_DPM1 | PS4_2_TPE2 TRACKING PHOTOEYE | I | APF | PS4_2_VFD1:I.In_3
PS4_2_VFD1 | IO0 | PS4_1_S1_PB | START PUSHBUTTON | [5 empty] | 11.200.1.193 | 35S-6D3-P101 | PS4_7_DPM1 | PS4_1_S1_PB START PUSHBUTTON | I | APF | PS4_2_VFD1:I.IO_0
PS4_2_VFD1 | IO1 | PS4_1_S1_PB_LT | START PUSHBUTTON LIGHT | [5 empty] | 11.200.1.193 | 35S-6D3-P101 | PS4_7_DPM1 | PS4_1_S1_PB_LT START PUSHBUTTON LIGHT | O | APF | PS4_2_VFD1:O.IO_1
PS4_2_VFD1 | SI0 | SPARE | [6 empty] | 11.200.1.193 | 35S-6D3-P101 | PS4_7_DPM1 | SPARE | SPARE | APF | PS4_2_VFD1:SI.In00Data
PS4_2_VFD1 | SI1 | SPARE | [6 empty] | 11.200.1.193 | 35S-6D3-P101 | PS4_7_DPM1 | SPARE | SPARE | APF | PS4_2_VFD1:SI.In01Data
PS4_2_VFD1 | SI2 | SPARE | [6 empty] | 11.200.1.193 | 35S-6D3-P101 | PS4_7_DPM1 | SPARE | SPARE | APF | PS4_2_VFD1:SI.In02Data
PS4_2_VFD1 | SI3 | SPARE | [6 empty] | 11.200.1.193 | 35S-6D3-P101 | PS4_7_DPM1 | SPARE | SPARE | APF | PS4_2_VFD1:SI.In03Data
PS4_2_VFD1 | SO0 | PS4_2_BCN1_A | AMBER BEACON LIGHT | [5 empty] | 11.200.1.193 | 35S-6D3-P101 | PS4_7_DPM1 | PS4_2_BCN1_A AMBER BEACON LIGHT | O | APF | PS4_2_VFD1:SO.Out00Output
PS4_4_VFD1 | I0 | PS4_4_VFD1_DISC | DISCONNECT AUX | [5 empty] | 11.200.1.195 | 35S-6D3-P101 | PS4_7_DPM1 | PS4_4_VFD1_DISC DISCONNECT AUX | I | APF | PS4_4_VFD1:I.In_0
PS4_4_VFD1 | I1 | SPARE | [6 empty] | 11.200.1.195 | 35S-6D3-P101 | PS4_7_DPM1 | SPARE | SPARE | APF | PS4_4_VFD1:I.In_1
PS4_4_VFD1 | I2 | PS4_4_TPE1 | TRACKING PHOTOEYE | [5 empty] | 11.200.1.195 | 35S-6D3-P101 | PS4_7_DPM1 | PS4_4_TPE1 TRACKING PHOTOEYE | I | APF | PS4_4_VFD1:I.In_2
PS4_4_VFD1 | I3 | PS4_4_TPE2 | TRACKING PHOTOEYE | [5 empty] | 11.200.1.195 | 35S-6D3-P101 | PS4_7_DPM1 | PS4_4_TPE2 TRACKING PHOTOEYE | I | APF | PS4_4_VFD1:I.In_3
PS4_4_VFD1 | IO0 | PS4_2_JR1_PB | JAM RESET PUSHBUTTON | [5 empty] | 11.200.1.195 | 35S-6D3-P101 | PS4_7_DPM1 | PS4_2_JR1_PB JAM RESET PUSHBUTTON | I | APF | PS4_4_VFD1:I.IO_0
PS4_4_VFD1 | IO1 | PS4_2_JR1_PB_LT | JAM RESET PUSHBUTTON LIGHT | [5 empty] | 11.200.1.195 | 35S-6D3-P101 | PS4_7_DPM1 | PS4_2_JR1_PB_LT JAM RESET PUSHBUTTON LIGHT | O | APF | PS4_4_VFD1:O.IO_1
PS4_4_VFD1 | SI0 | SPARE | [6 empty] | 11.200.1.195 | 35S-6D3-P101 | PS4_7_DPM1 | SPARE | SPARE | APF | PS4_4_VFD1:SI.In00Data
PS4_4_VFD1 | SI1 | SPARE | [6 empty] | 11.200.1.195 | 35S-6D3-P101 | PS4_7_DPM1 | SPARE | SPARE | APF | PS4_4_VFD1:SI.In01Data
PS4_4_VFD1 | SI2 | SPARE | [6 empty] | 11.200.1.195 | 35S-6D3-P101 | PS4_7_DPM1 | SPARE | SPARE | APF | PS4_4_VFD1:SI.In02Data
PS4_4_VFD1 | SI3 | SPARE | [6 empty] | 11.200.1.195 | 35S-6D3-P101 | PS4_7_DPM1 | SPARE | SPARE | APF | PS4_4_VFD1:SI.In03Data
PS4_4_VFD1 | SO0 | SPARE | [6 empty] | 11.200.1.195 | 35S-6D3-P101 | PS4_7_DPM1 | SPARE | SPARE | APF | PS4_4_VFD1:SO.Out00Output
PS4_9_VFD1 | I0 | PS4_9_VFD1_DISC | DISCONNECT AUX | [5 empty] | 11.200.1.200 | 35S-6D3-P101 | PS4_7_DPM1 | PS4_9_VFD1_DISC DISCONNECT AUX | I | APF | PS4_9_VFD1:I.In_0
PS4_9_VFD1 | I1 | SPARE | [6 empty] | 11.200.1.200 | 35S-6D3-P101 | PS4_7_DPM1 | SPARE | SPARE | APF | PS4_9_VFD1:I.In_1
PS4_9_VFD1 | I2 | SPARE | [6 empty] | 11.200.1.200 | 35S-6D3-P101 | PS4_7_DPM1 | SPARE | SPARE | APF | PS4_9_VFD1:I.In_2
PS4_9_VFD1 | I3 | SPARE | [6 empty] | 11.200.1.200 | 35S-6D3-P101 | PS4_7_DPM1 | SPARE | SPARE | APF | PS4_9_VFD1:I.In_3
PS4_9_VFD1 | IO0 | SPARE | [6 empty] | 11.200.1.200 | 35S-6D3-P101 | PS4_7_DPM1 | SPARE | SPARE | APF | PS4_9_VFD1:I.IO_0
PS4_9_VFD1 | IO1 | SPARE | [6 empty] | 11.200.1.200 | 35S-6D3-P101 | PS4_7_DPM1 | SPARE | SPARE | APF | PS4_9_VFD1:I.IO_1
PS4_9_VFD1 | SI0 | SPARE | [6 empty] | 11.200.1.200 | 35S-6D3-P101 | PS4_7_DPM1 | SPARE | SPARE | APF | PS4_9_VFD1:SI.In00Data
PS4_9_VFD1 | SI1 | SPARE | [6 empty] | 11.200.1.200 | 35S-6D3-P101 | PS4_7_DPM1 | SPARE | SPARE | APF | PS4_9_VFD1:SI.In01Data
PS4_9_VFD1 | SI2 | SPARE | [6 empty] | 11.200.1.200 | 35S-6D3-P101 | PS4_7_DPM1 | SPARE | SPARE | APF | PS4_9_VFD1:SI.In02Data
PS4_9_VFD1 | SI3 | SPARE | [6 empty] | 11.200.1.200 | 35S-6D3-P101 | PS4_7_DPM1 | SPARE | SPARE | APF | PS4_9_VFD1:SI.In03Data
PS4_9_VFD1 | SO0 | SPARE | [6 empty] | 11.200.1.200 | 35S-6D3-P101 | PS4_7_DPM1 | SPARE | SPARE | APF | PS4_9_VFD1:SO.Out00Output
UL10_4_VFD1 | I0 | UL10_4_VFD1_DISC | DISCONNECT AUX | [5 empty] | 11.200.1.136 | 35S-6D3-P101 | UL10_3_DPM1 | UL10_4_VFD1_DISC DISCONNECT AUX | I | APF | UL10_4_VFD1:I.In_0
UL10_4_VFD1 | I1 | UL10_4_ENC1 | ENCODER | [5 empty] | 11.200.1.136 | 35S-6D3-P101 | UL10_3_DPM1 | UL10_4_ENC1 ENCODER | I | APF | UL10_4_VFD1:I.In_1
UL10_4_VFD1 | I2 | UL10_4_TPE1 | TRACKING PHOTOEYE | [5 empty] | 11.200.1.136 | 35S-6D3-P101 | UL10_3_DPM1 | UL10_4_TPE1 TRACKING PHOTOEYE | I | APF | UL10_4_VFD1:I.In_2
UL10_4_VFD1 | I3 | SPARE | [6 empty] | 11.200.1.136 | 35S-6D3-P101 | UL10_3_DPM1 | SPARE | SPARE | APF | UL10_4_VFD1:I.In_3
UL10_4_VFD1 | IO0 | UL10_3_S1_PB | START PUSHBUTTON | [5 empty] | 11.200.1.136 | 35S-6D3-P101 | UL10_3_DPM1 | UL10_3_S1_PB START PUSHBUTTON | I | APF | UL10_4_VFD1:I.IO_0
UL10_4_VFD1 | IO1 | UL10_3_S1_PB_LT | START PUSHBUTTON LIGHT | [5 empty] | 11.200.1.136 | 35S-6D3-P101 | UL10_3_DPM1 | UL10_3_S1_PB_LT START PUSHBUTTON LIGHT | O | APF | UL10_4_VFD1:O.IO_1
UL10_4_VFD1 | SI0 | SPARE | [6 empty] | 11.200.1.136 | 35S-6D3-P101 | UL10_3_DPM1 | SPARE | SPARE | APF | UL10_4_VFD1:SI.In00Data
UL10_4_VFD1 | SI1 | SPARE | [6 empty] | 11.200.1.136 | 35S-6D3-P101 | UL10_3_DPM1 | SPARE | SPARE | APF | UL10_4_VFD1:SI.In01Data
UL10_4_VFD1 | SI2 | SPARE | [6 empty] | 11.200.1.136 | 35S-6D3-P101 | UL10_3_DPM1 | SPARE | SPARE | APF | UL10_4_VFD1:SI.In02Data
UL10_4_VFD1 | SI3 | SPARE | [6 empty] | 11.200.1.136 | 35S-6D3-P101 | UL10_3_DPM1 | SPARE | SPARE | APF | UL10_4_VFD1:SI.In03Data
UL10_4_VFD1 | SO0 | SPARE | [6 empty] | 11.200.1.136 | 35S-6D3-P101 | UL10_3_DPM1 | SPARE | SPARE | APF | UL10_4_VFD1:SO.Out00Output
UL10_5_VFD1 | I0 | UL10_5_VFD1_DISC | DISCONNECT AUX | [5 empty] | 11.200.1.137 | 35S-6D3-P101 | UL10_3_DPM1 | UL10_5_VFD1_DISC DISCONNECT AUX | I | APF | UL10_5_VFD1:I.In_0
UL10_5_VFD1 | I1 | UL10_5_ENC1 | ENCODER | [5 empty] | 11.200.1.137 | 35S-6D3-P101 | UL10_3_DPM1 | UL10_5_ENC1 ENCODER | I | APF | UL10_5_VFD1:I.In_1
UL10_5_VFD1 | I2 | UL10_5_TPE1 | TRACKING PHOTOEYE | [5 empty] | 11.200.1.137 | 35S-6D3-P101 | UL10_3_DPM1 | UL10_5_TPE1 TRACKING PHOTOEYE | I | APF | UL10_5_VFD1:I.In_2
UL10_5_VFD1 | I3 | SPARE | [6 empty] | 11.200.1.137 | 35S-6D3-P101 | UL10_3_DPM1 | SPARE | SPARE | APF | UL10_5_VFD1:I.In_3
UL10_5_VFD1 | IO0 | UL10_3_S2_PB | START PUSHBUTTON | [5 empty] | 11.200.1.137 | 35S-6D3-P101 | UL10_3_DPM1 | UL10_3_S2_PB START PUSHBUTTON | I | APF | UL10_5_VFD1:I.IO_0
UL10_5_VFD1 | IO1 | UL10_3_S2_PB_LT | START PUSHBUTTON LIGHT | [5 empty] | 11.200.1.137 | 35S-6D3-P101 | UL10_3_DPM1 | UL10_3_S2_PB_LT START PUSHBUTTON LIGHT | O | APF | UL10_5_VFD1:O.IO_1
UL10_5_VFD1 | SI0 | SPARE | [6 empty] | 11.200.1.137 | 35S-6D3-P101 | UL10_3_DPM1 | SPARE | SPARE | APF | UL10_5_VFD1:SI.In00Data
UL10_5_VFD1 | SI1 | SPARE | [6 empty] | 11.200.1.137 | 35S-6D3-P101 | UL10_3_DPM1 | SPARE | SPARE | APF | UL10_5_VFD1:SI.In01Data
UL10_5_VFD1 | SI2 | SPARE | [6 empty] | 11.200.1.137 | 35S-6D3-P101 | UL10_3_DPM1 | SPARE | SPARE | APF | UL10_5_VFD1:SI.In02Data
UL10_5_VFD1 | SI3 | SPARE | [6 empty] | 11.200.1.137 | 35S-6D3-P101 | UL10_3_DPM1 | SPARE | SPARE | APF | UL10_5_VFD1:SI.In03Data
UL10_5_VFD1 | SO0 | SPARE | [6 empty] | 11.200.1.137 | 35S-6D3-P101 | UL10_3_DPM1 | SPARE | SPARE | APF | UL10_5_VFD1:SO.Out00Output
UL10_6_VFD1 | I0 | UL10_6_VFD1_DISC | DISCONNECT AUX | [5 empty] | 11.200.1.138 | 35S-6D3-P101 | UL10_3_DPM1 | UL10_6_VFD1_DISC DISCONNECT AUX | I | APF | UL10_6_VFD1:I.In_0
UL10_6_VFD1 | I1 | UL10_6_ENC1 | ENCODER | [5 empty] | 11.200.1.138 | 35S-6D3-P101 | UL10_3_DPM1 | UL10_6_ENC1 ENCODER | I | APF | UL10_6_VFD1:I.In_1
UL10_6_VFD1 | I2 | UL10_6_TPE1 | TRACKING PHOTOEYE | [5 empty] | 11.200.1.138 | 35S-6D3-P101 | UL10_3_DPM1 | UL10_6_TPE1 TRACKING PHOTOEYE | I | APF | UL10_6_VFD1:I.In_2
UL10_6_VFD1 | I3 | SPARE | [6 empty] | 11.200.1.138 | 35S-6D3-P101 | UL10_3_DPM1 | SPARE | SPARE | APF | UL10_6_VFD1:I.In_3
UL10_6_VFD1 | IO0 | SPARE | [6 empty] | 11.200.1.138 | 35S-6D3-P101 | UL10_3_DPM1 | SPARE | SPARE | APF | UL10_6_VFD1:I.IO_0
UL10_6_VFD1 | IO1 | SPARE | [6 empty] | 11.200.1.138 | 35S-6D3-P101 | UL10_3_DPM1 | SPARE | SPARE | APF | UL10_6_VFD1:I.IO_1
UL10_6_VFD1 | SI0 | SPARE | [6 empty] | 11.200.1.138 | 35S-6D3-P101 | UL10_3_DPM1 | SPARE | SPARE | APF | UL10_6_VFD1:SI.In00Data
UL10_6_VFD1 | SI1 | SPARE | [6 empty] | 11.200.1.138 | 35S-6D3-P101 | UL10_3_DPM1 | SPARE | SPARE | APF | UL10_6_VFD1:SI.In01Data
UL10_6_VFD1 | SI2 | SPARE | [6 empty] | 11.200.1.138 | 35S-6D3-P101 | UL10_3_DPM1 | SPARE | SPARE | APF | UL10_6_VFD1:SI.In02Data
UL10_6_VFD1 | SI3 | SPARE | [6 empty] | 11.200.1.138 | 35S-6D3-P101 | UL10_3_DPM1 | SPARE | SPARE | APF | UL10_6_VFD1:SI.In03Data
UL10_6_VFD1 | SO0 | SPARE | [6 empty] | 11.200.1.138 | 35S-6D3-P101 | UL10_3_DPM1 | SPARE | SPARE | APF | UL10_6_VFD1:SO.Out00Output
UL10_7_VFD1 | I0 | UL10_7_VFD1_DISC | DISCONNECT AUX | [5 empty] | 11.200.1.139 | 35S-6D3-P101 | UL10_3_DPM1 | UL10_7_VFD1_DISC DISCONNECT AUX | I | APF | UL10_7_VFD1:I.In_0
UL10_7_VFD1 | I1 | UL10_7_ENC1 | ENCODER | [5 empty] | 11.200.1.139 | 35S-6D3-P101 | UL10_3_DPM1 | UL10_7_ENC1 ENCODER | I | APF | UL10_7_VFD1:I.In_1
UL10_7_VFD1 | I2 | UL10_7_TPE1 | TRACKING PHOTOEYE | [5 empty] | 11.200.1.139 | 35S-6D3-P101 | UL10_3_DPM1 | UL10_7_TPE1 TRACKING PHOTOEYE | I | APF | UL10_7_VFD1:I.In_2
UL10_7_VFD1 | I3 | SPARE | [6 empty] | 11.200.1.139 | 35S-6D3-P101 | UL10_3_DPM1 | SPARE | SPARE | APF | UL10_7_VFD1:I.In_3
UL10_7_VFD1 | IO0 | SPARE | [6 empty] | 11.200.1.139 | 35S-6D3-P101 | UL10_3_DPM1 | SPARE | SPARE | APF | UL10_7_VFD1:I.IO_0
UL10_7_VFD1 | IO1 | SPARE | [6 empty] | 11.200.1.139 | 35S-6D3-P101 | UL10_3_DPM1 | SPARE | SPARE | APF | UL10_7_VFD1:I.IO_1
UL10_7_VFD1 | SI0 | SPARE | [6 empty] | 11.200.1.139 | 35S-6D3-P101 | UL10_3_DPM1 | SPARE | SPARE | APF | UL10_7_VFD1:SI.In00Data
UL10_7_VFD1 | SI1 | SPARE | [6 empty] | 11.200.1.139 | 35S-6D3-P101 | UL10_3_DPM1 | SPARE | SPARE | APF | UL10_7_VFD1:SI.In01Data
UL10_7_VFD1 | SI2 | SPARE | [6 empty] | 11.200.1.139 | 35S-6D3-P101 | UL10_3_DPM1 | SPARE | SPARE | APF | UL10_7_VFD1:SI.In02Data
UL10_7_VFD1 | SI3 | SPARE | [6 empty] | 11.200.1.139 | 35S-6D3-P101 | UL10_3_DPM1 | SPARE | SPARE | APF | UL10_7_VFD1:SI.In03Data
UL10_7_VFD1 | SO0 | SPARE | [6 empty] | 11.200.1.139 | 35S-6D3-P101 | UL10_3_DPM1 | SPARE | SPARE | APF | UL10_7_VFD1:SO.Out00Output
UL10_8_VFD1 | I0 | UL10_8_VFD1_DISC | DISCONNECT AUX | [5 empty] | 11.200.1.140 | 35S-6D3-P101 | UL10_3_DPM1 | UL10_8_VFD1_DISC DISCONNECT AUX | I | APF | UL10_8_VFD1:I.In_0
UL10_8_VFD1 | I1 | UL10_8_ENC1 | ENCODER | [5 empty] | 11.200.1.140 | 35S-6D3-P101 | UL10_3_DPM1 | UL10_8_ENC1 ENCODER | I | APF | UL10_8_VFD1:I.In_1
UL10_8_VFD1 | I2 | SPARE | [6 empty] | 11.200.1.140 | 35S-6D3-P101 | UL10_3_DPM1 | SPARE | SPARE | APF | UL10_8_VFD1:I.In_2
UL10_8_VFD1 | I3 | SPARE | [6 empty] | 11.200.1.140 | 35S-6D3-P101 | UL10_3_DPM1 | SPARE | SPARE | APF | UL10_8_VFD1:I.In_3
UL10_8_VFD1 | IO0 | SPARE | [6 empty] | 11.200.1.140 | 35S-6D3-P101 | UL10_3_DPM1 | SPARE | SPARE | APF | UL10_8_VFD1:I.IO_0
UL10_8_VFD1 | IO1 | SPARE | [6 empty] | 11.200.1.140 | 35S-6D3-P101 | UL10_3_DPM1 | SPARE | SPARE | APF | UL10_8_VFD1:I.IO_1
UL10_8_VFD1 | SI0 | SPARE | [6 empty] | 11.200.1.140 | 35S-6D3-P101 | UL10_3_DPM1 | SPARE | SPARE | APF | UL10_8_VFD1:SI.In00Data
UL10_8_VFD1 | SI1 | SPARE | [6 empty] | 11.200.1.140 | 35S-6D3-P101 | UL10_3_DPM1 | SPARE | SPARE | APF | UL10_8_VFD1:SI.In01Data
UL10_8_VFD1 | SI2 | SPARE | [6 empty] | 11.200.1.140 | 35S-6D3-P101 | UL10_3_DPM1 | SPARE | SPARE | APF | UL10_8_VFD1:SI.In02Data
UL10_8_VFD1 | SI3 | SPARE | [6 empty] | 11.200.1.140 | 35S-6D3-P101 | UL10_3_DPM1 | SPARE | SPARE | APF | UL10_8_VFD1:SI.In03Data
UL10_8_VFD1 | SO0 | SPARE | [6 empty] | 11.200.1.140 | 35S-6D3-P101 | UL10_3_DPM1 | SPARE | SPARE | APF | UL10_8_VFD1:SO.Out00Output
UL10_9_VFD1 | I0 | UL10_9_VFD1_DISC | DISCONNECT AUX | [5 empty] | 11.200.1.141 | 35S-6D3-P101 | UL10_3_DPM1 | UL10_9_VFD1_DISC DISCONNECT AUX | I | APF | UL10_9_VFD1:I.In_0
UL10_9_VFD1 | I1 | UL10_9_ENC1 | ENCODER | [5 empty] | 11.200.1.141 | 35S-6D3-P101 | UL10_3_DPM1 | UL10_9_ENC1 ENCODER | I | APF | UL10_9_VFD1:I.In_1
UL10_9_VFD1 | I2 | UL10_9_TPE1 | TRACKING PHOTOEYE | [5 empty] | 11.200.1.141 | 35S-6D3-P101 | UL10_3_DPM1 | UL10_9_TPE1 TRACKING PHOTOEYE | I | APF | UL10_9_VFD1:I.In_2
UL10_9_VFD1 | I3 | UL10_9_TPE2 | TRACKING PHOTOEYE | [5 empty] | 11.200.1.141 | 35S-6D3-P101 | UL10_3_DPM1 | UL10_9_TPE2 TRACKING PHOTOEYE | I | APF | UL10_9_VFD1:I.In_3
UL10_9_VFD1 | IO0 | SPARE | [6 empty] | 11.200.1.141 | 35S-6D3-P101 | UL10_3_DPM1 | SPARE | SPARE | APF | UL10_9_VFD1:I.IO_0
UL10_9_VFD1 | IO1 | SPARE | [6 empty] | 11.200.1.141 | 35S-6D3-P101 | UL10_3_DPM1 | SPARE | SPARE | APF | UL10_9_VFD1:I.IO_1
UL10_9_VFD1 | SI0 | SPARE | [6 empty] | 11.200.1.141 | 35S-6D3-P101 | UL10_3_DPM1 | SPARE | SPARE | APF | UL10_9_VFD1:SI.In00Data
UL10_9_VFD1 | SI1 | SPARE | [6 empty] | 11.200.1.141 | 35S-6D3-P101 | UL10_3_DPM1 | SPARE | SPARE | APF | UL10_9_VFD1:SI.In01Data
UL10_9_VFD1 | SI2 | SPARE | [6 empty] | 11.200.1.141 | 35S-6D3-P101 | UL10_3_DPM1 | SPARE | SPARE | APF | UL10_9_VFD1:SI.In02Data
UL10_9_VFD1 | SI3 | SPARE | [6 empty] | 11.200.1.141 | 35S-6D3-P101 | UL10_3_DPM1 | SPARE | SPARE | APF | UL10_9_VFD1:SI.In03Data
UL10_9_VFD1 | SO0 | SPARE | [6 empty] | 11.200.1.141 | 35S-6D3-P101 | UL10_3_DPM1 | SPARE | SPARE | APF | UL10_9_VFD1:SO.Out00Output
UL11_10A_VFD1 | I0 | UL11_10A_VFD1_DISC | DISCONNECT AUX | [5 empty] | 11.200.1.152 | 35S-6D3-P101 | UL11_10_DPM1 | UL11_10A_VFD1_DISC DISCONNECT AUX | I | APF | UL11_10A_VFD1:I.In_0
UL11_10A_VFD1 | I1 | UL11_9_TPE4 | TRACKING PHOTOEYE | [5 empty] | 11.200.1.152 | 35S-6D3-P101 | UL11_10_DPM1 | UL11_9_TPE4 TRACKING PHOTOEYE | I | APF | UL11_10A_VFD1:I.In_1
UL11_10A_VFD1 | I2 | UL11_9_TPE5 | TRACKING PHOTOEYE | [5 empty] | 11.200.1.152 | 35S-6D3-P101 | UL11_10_DPM1 | UL11_9_TPE5 TRACKING PHOTOEYE | I | APF | UL11_10A_VFD1:I.In_2
UL11_10A_VFD1 | I3 | SPARE | [6 empty] | 11.200.1.152 | 35S-6D3-P101 | UL11_10_DPM1 | SPARE | SPARE | APF | UL11_10A_VFD1:I.In_3
UL11_10A_VFD1 | IO0 | UL11_9_S1_PB | START PUSHBUTTON | [5 empty] | 11.200.1.152 | 35S-6D3-P101 | UL11_10_DPM1 | UL11_9_S1_PB START PUSHBUTTON | I | APF | UL11_10A_VFD1:I.IO_0
UL11_10A_VFD1 | IO1 | UL11_9_S1_PB_LT | START PUSHBUTTON LIGHT | [5 empty] | 11.200.1.152 | 35S-6D3-P101 | UL11_10_DPM1 | UL11_9_S1_PB_LT START PUSHBUTTON LIGHT | O | APF | UL11_10A_VFD1:O.IO_1
UL11_10A_VFD1 | SI0 | SPARE | [6 empty] | 11.200.1.152 | 35S-6D3-P101 | UL11_10_DPM1 | SPARE | SPARE | APF | UL11_10A_VFD1:SI.In00Data
UL11_10A_VFD1 | SI1 | SPARE | [6 empty] | 11.200.1.152 | 35S-6D3-P101 | UL11_10_DPM1 | SPARE | SPARE | APF | UL11_10A_VFD1:SI.In01Data
UL11_10A_VFD1 | SI2 | SPARE | [6 empty] | 11.200.1.152 | 35S-6D3-P101 | UL11_10_DPM1 | SPARE | SPARE | APF | UL11_10A_VFD1:SI.In02Data
UL11_10A_VFD1 | SI3 | SPARE | [6 empty] | 11.200.1.152 | 35S-6D3-P101 | UL11_10_DPM1 | SPARE | SPARE | APF | UL11_10A_VFD1:SI.In03Data
UL11_10A_VFD1 | SO0 | SPARE | [6 empty] | 11.200.1.152 | 35S-6D3-P101 | UL11_10_DPM1 | SPARE | SPARE | APF | UL11_10A_VFD1:SO.Out00Output
UL11_10B_VFD1 | I0 | UL11_10B_VFD1_DISC | DISCONNECT AUX | [5 empty] | 11.200.1.153 | 35S-6D3-P101 | UL11_10_DPM1 | UL11_10B_VFD1_DISC DISCONNECT AUX | I | APF | UL11_10B_VFD1:I.In_0
UL11_10B_VFD1 | I1 | SPARE | [6 empty] | 11.200.1.153 | 35S-6D3-P101 | UL11_10_DPM1 | SPARE | SPARE | APF | UL11_10B_VFD1:I.In_1
UL11_10B_VFD1 | I2 | SPARE | [6 empty] | 11.200.1.153 | 35S-6D3-P101 | UL11_10_DPM1 | SPARE | SPARE | APF | UL11_10B_VFD1:I.In_2
UL11_10B_VFD1 | I3 | SPARE | [6 empty] | 11.200.1.153 | 35S-6D3-P101 | UL11_10_DPM1 | SPARE | SPARE | APF | UL11_10B_VFD1:I.In_3
UL11_10B_VFD1 | IO0 | UL11_9_JR1_PB | JAM RESET PUSHBUTTON | [5 empty] | 11.200.1.153 | 35S-6D3-P101 | UL11_10_DPM1 | UL11_9_JR1_PB JAM RESET PUSHBUTTON | I | APF | UL11_10B_VFD1:I.IO_0
UL11_10B_VFD1 | IO1 | UL11_9_JR1_PB_LT | JAM RESET PUSHBUTTON LIGHT | [5 empty] | 11.200.1.153 | 35S-6D3-P101 | UL11_10_DPM1 | UL11_9_JR1_PB_LT JAM RESET PUSHBUTTON LIGHT | O | APF | UL11_10B_VFD1:O.IO_1
UL11_10B_VFD1 | SI0 | SPARE | [6 empty] | 11.200.1.153 | 35S-6D3-P101 | UL11_10_DPM1 | SPARE | SPARE | APF | UL11_10B_VFD1:SI.In00Data
UL11_10B_VFD1 | SI1 | SPARE | [6 empty] | 11.200.1.153 | 35S-6D3-P101 | UL11_10_DPM1 | SPARE | SPARE | APF | UL11_10B_VFD1:SI.In01Data
UL11_10B_VFD1 | SI2 | SPARE | [6 empty] | 11.200.1.153 | 35S-6D3-P101 | UL11_10_DPM1 | SPARE | SPARE | APF | UL11_10B_VFD1:SI.In02Data
UL11_10B_VFD1 | SI3 | SPARE | [6 empty] | 11.200.1.153 | 35S-6D3-P101 | UL11_10_DPM1 | SPARE | SPARE | APF | UL11_10B_VFD1:SI.In03Data
UL11_10B_VFD1 | SO0 | SPARE | [6 empty] | 11.200.1.153 | 35S-6D3-P101 | UL11_10_DPM1 | SPARE | SPARE | APF | UL11_10B_VFD1:SO.Out00Output
UL11_5_VFD1 | I0 | UL11_5_VFD1_DISC | DISCONNECT AUX | [5 empty] | 11.200.1.147 | 35S-6D3-P101 | UL11_10_DPM1 | UL11_5_VFD1_DISC DISCONNECT AUX | I | APF | UL11_5_VFD1:I.In_0
UL11_5_VFD1 | I1 | UL11_5_ENC1 | ENCODER | [5 empty] | 11.200.1.147 | 35S-6D3-P101 | UL11_10_DPM1 | UL11_5_ENC1 ENCODER | I | APF | UL11_5_VFD1:I.In_1
UL11_5_VFD1 | I2 | UL11_5_TPE1 | TRACKING PHOTOEYE | [5 empty] | 11.200.1.147 | 35S-6D3-P101 | UL11_10_DPM1 | UL11_5_TPE1 TRACKING PHOTOEYE | I | APF | UL11_5_VFD1:I.In_2
UL11_5_VFD1 | I3 | SPARE | [6 empty] | 11.200.1.147 | 35S-6D3-P101 | UL11_10_DPM1 | SPARE | SPARE | APF | UL11_5_VFD1:I.In_3
UL11_5_VFD1 | IO0 | UL11_4_S1_PB | START PUSHBUTTON | [5 empty] | 11.200.1.147 | 35S-6D3-P101 | UL11_10_DPM1 | UL11_4_S1_PB START PUSHBUTTON | I | APF | UL11_5_VFD1:I.IO_0
UL11_5_VFD1 | IO1 | UL11_4_S1_PB_LT | START PUSHBUTTON LIGHT | [5 empty] | 11.200.1.147 | 35S-6D3-P101 | UL11_10_DPM1 | UL11_4_S1_PB_LT START PUSHBUTTON LIGHT | O | APF | UL11_5_VFD1:O.IO_1
UL11_5_VFD1 | SI0 | UL11_1_ESTOP1 | ESTOP OK | [5 empty] | 11.200.1.147 | 35S-6D3-P101 | UL11_10_DPM1 | UL11_1_ESTOP1 ESTOP OK | O | APF | UL11_5_VFD1:SI.In00Data
UL11_5_VFD1 | SI1 | SPARE | [6 empty] | 11.200.1.147 | 35S-6D3-P101 | UL11_10_DPM1 | SPARE | SPARE | APF | UL11_5_VFD1:SI.In01Data
UL11_5_VFD1 | SI2 | SPARE | [6 empty] | 11.200.1.147 | 35S-6D3-P101 | UL11_10_DPM1 | SPARE | SPARE | APF | UL11_5_VFD1:SI.In02Data
UL11_5_VFD1 | SI3 | SPARE | [6 empty] | 11.200.1.147 | 35S-6D3-P101 | UL11_10_DPM1 | SPARE | SPARE | APF | UL11_5_VFD1:SI.In03Data
UL11_5_VFD1 | SO0 | SPARE | [6 empty] | 11.200.1.147 | 35S-6D3-P101 | UL11_10_DPM1 | SPARE | SPARE | APF | UL11_5_VFD1:SO.Out00Output
UL11_6_VFD1 | I0 | UL11_6_VFD1_DISC | DISCONNECT AUX | [5 empty] | 11.200.1.148 | 35S-6D3-P101 | UL11_10_DPM1 | UL11_6_VFD1_DISC DISCONNECT AUX | I | APF | UL11_6_VFD1:I.In_0
UL11_6_VFD1 | I1 | UL11_6_ENC1 | ENCODER | [5 empty] | 11.200.1.148 | 35S-6D3-P101 | UL11_10_DPM1 | UL11_6_ENC1 ENCODER | I | APF | UL11_6_VFD1:I.In_1
UL11_6_VFD1 | I2 | UL11_6_TPE1 | TRACKING PHOTOEYE | [5 empty] | 11.200.1.148 | 35S-6D3-P101 | UL11_10_DPM1 | UL11_6_TPE1 TRACKING PHOTOEYE | I | APF | UL11_6_VFD1:I.In_2
UL11_6_VFD1 | I3 | SPARE | [6 empty] | 11.200.1.148 | 35S-6D3-P101 | UL11_10_DPM1 | SPARE | SPARE | APF | UL11_6_VFD1:I.In_3
UL11_6_VFD1 | IO0 | UL11_4_S2_PB | START PUSHBUTTON | [5 empty] | 11.200.1.148 | 35S-6D3-P101 | UL11_10_DPM1 | UL11_4_S2_PB START PUSHBUTTON | I | APF | UL11_6_VFD1:I.IO_0
UL11_6_VFD1 | IO1 | UL11_4_S2_PB_LT | START PUSHBUTTON LIGHT | [5 empty] | 11.200.1.148 | 35S-6D3-P101 | UL11_10_DPM1 | UL11_4_S2_PB_LT START PUSHBUTTON LIGHT | O | APF | UL11_6_VFD1:O.IO_1
UL11_6_VFD1 | SI0 | SPARE | [6 empty] | 11.200.1.148 | 35S-6D3-P101 | UL11_10_DPM1 | SPARE | SPARE | APF | UL11_6_VFD1:SI.In00Data
UL11_6_VFD1 | SI1 | SPARE | [6 empty] | 11.200.1.148 | 35S-6D3-P101 | UL11_10_DPM1 | SPARE | SPARE | APF | UL11_6_VFD1:SI.In01Data
UL11_6_VFD1 | SI2 | SPARE | [6 empty] | 11.200.1.148 | 35S-6D3-P101 | UL11_10_DPM1 | SPARE | SPARE | APF | UL11_6_VFD1:SI.In02Data
UL11_6_VFD1 | SI3 | SPARE | [6 empty] | 11.200.1.148 | 35S-6D3-P101 | UL11_10_DPM1 | SPARE | SPARE | APF | UL11_6_VFD1:SI.In03Data
UL11_6_VFD1 | SO0 | SPARE | [6 empty] | 11.200.1.148 | 35S-6D3-P101 | UL11_10_DPM1 | SPARE | SPARE | APF | UL11_6_VFD1:SO.Out00Output
UL11_7_VFD1 | I0 | UL11_7_VFD1_DISC | DISCONNECT AUX | [5 empty] | 11.200.1.149 | 35S-6D3-P101 | UL11_10_DPM1 | UL11_7_VFD1_DISC DISCONNECT AUX | I | APF | UL11_7_VFD1:I.In_0
UL11_7_VFD1 | I1 | UL11_7_ENC1 | ENCODER | [5 empty] | 11.200.1.149 | 35S-6D3-P101 | UL11_10_DPM1 | UL11_7_ENC1 ENCODER | I | APF | UL11_7_VFD1:I.In_1
UL11_7_VFD1 | I2 | UL11_7_TPE1 | TRACKING PHOTOEYE | [5 empty] | 11.200.1.149 | 35S-6D3-P101 | UL11_10_DPM1 | UL11_7_TPE1 TRACKING PHOTOEYE | I | APF | UL11_7_VFD1:I.In_2
UL11_7_VFD1 | I3 | SPARE | [6 empty] | 11.200.1.149 | 35S-6D3-P101 | UL11_10_DPM1 | SPARE | SPARE | APF | UL11_7_VFD1:I.In_3
UL11_7_VFD1 | IO0 | SPARE | [6 empty] | 11.200.1.149 | 35S-6D3-P101 | UL11_10_DPM1 | SPARE | SPARE | APF | UL11_7_VFD1:I.IO_0
UL11_7_VFD1 | IO1 | SPARE | [6 empty] | 11.200.1.149 | 35S-6D3-P101 | UL11_10_DPM1 | SPARE | SPARE | APF | UL11_7_VFD1:I.IO_1
UL11_7_VFD1 | SI0 | SPARE | [6 empty] | 11.200.1.149 | 35S-6D3-P101 | UL11_10_DPM1 | SPARE | SPARE | APF | UL11_7_VFD1:SI.In00Data
UL11_7_VFD1 | SI1 | SPARE | [6 empty] | 11.200.1.149 | 35S-6D3-P101 | UL11_10_DPM1 | SPARE | SPARE | APF | UL11_7_VFD1:SI.In01Data
UL11_7_VFD1 | SI2 | SPARE | [6 empty] | 11.200.1.149 | 35S-6D3-P101 | UL11_10_DPM1 | SPARE | SPARE | APF | UL11_7_VFD1:SI.In02Data
UL11_7_VFD1 | SI3 | SPARE | [6 empty] | 11.200.1.149 | 35S-6D3-P101 | UL11_10_DPM1 | SPARE | SPARE | APF | UL11_7_VFD1:SI.In03Data
UL11_7_VFD1 | SO0 | SPARE | [6 empty] | 11.200.1.149 | 35S-6D3-P101 | UL11_10_DPM1 | SPARE | SPARE | APF | UL11_7_VFD1:SO.Out00Output
UL11_8_VFD1 | I0 | UL11_8_VFD1_DISC | DISCONNECT AUX | [5 empty] | 11.200.1.150 | 35S-6D3-P101 | UL11_10_DPM1 | UL11_8_VFD1_DISC DISCONNECT AUX | I | APF | UL11_8_VFD1:I.In_0
UL11_8_VFD1 | I1 | UL11_8_ENC1 | ENCODER | [5 empty] | 11.200.1.150 | 35S-6D3-P101 | UL11_10_DPM1 | UL11_8_ENC1 ENCODER | I | APF | UL11_8_VFD1:I.In_1
UL11_8_VFD1 | I2 | UL11_8_TPE1 | TRACKING PHOTOEYE | [5 empty] | 11.200.1.150 | 35S-6D3-P101 | UL11_10_DPM1 | UL11_8_TPE1 TRACKING PHOTOEYE | I | APF | UL11_8_VFD1:I.In_2
UL11_8_VFD1 | I3 | UL11_9_TPE3 | TRACKING PHOTOEYE | [5 empty] | 11.200.1.150 | 35S-6D3-P101 | UL11_10_DPM1 | UL11_9_TPE3 TRACKING PHOTOEYE | I | APF | UL11_8_VFD1:I.In_3
UL11_8_VFD1 | IO0 | SPARE | [6 empty] | 11.200.1.150 | 35S-6D3-P101 | UL11_10_DPM1 | SPARE | SPARE | APF | UL11_8_VFD1:I.IO_0
UL11_8_VFD1 | IO1 | SPARE | [6 empty] | 11.200.1.150 | 35S-6D3-P101 | UL11_10_DPM1 | SPARE | SPARE | APF | UL11_8_VFD1:I.IO_1
UL11_8_VFD1 | SI0 | SPARE | [6 empty] | 11.200.1.150 | 35S-6D3-P101 | UL11_10_DPM1 | SPARE | SPARE | APF | UL11_8_VFD1:SI.In00Data
UL11_8_VFD1 | SI1 | SPARE | [6 empty] | 11.200.1.150 | 35S-6D3-P101 | UL11_10_DPM1 | SPARE | SPARE | APF | UL11_8_VFD1:SI.In01Data
UL11_8_VFD1 | SI2 | SPARE | [6 empty] | 11.200.1.150 | 35S-6D3-P101 | UL11_10_DPM1 | SPARE | SPARE | APF | UL11_8_VFD1:SI.In02Data
UL11_8_VFD1 | SI3 | SPARE | [6 empty] | 11.200.1.150 | 35S-6D3-P101 | UL11_10_DPM1 | SPARE | SPARE | APF | UL11_8_VFD1:SI.In03Data
UL11_8_VFD1 | SO0 | SPARE | [6 empty] | 11.200.1.150 | 35S-6D3-P101 | UL11_10_DPM1 | SPARE | SPARE | APF | UL11_8_VFD1:SO.Out00Output
UL12_6_VFD1 | I0 | UL12_6_VFD1_DISC | DISCONNECT AUX | [5 empty] | 11.200.1.163 | 35S-6D3-P101 | UL10_3_DPM1 | UL12_6_VFD1_DISC DISCONNECT AUX | I | APF | UL12_6_VFD1:I.In_0
UL12_6_VFD1 | I1 | UL12_6_ENC1 | ENCODER | [5 empty] | 11.200.1.163 | 35S-6D3-P101 | UL10_3_DPM1 | UL12_6_ENC1 ENCODER | I | APF | UL12_6_VFD1:I.In_1
UL12_6_VFD1 | I2 | UL12_6_TPE1 | TRACKING PHOTOEYE | [5 empty] | 11.200.1.163 | 35S-6D3-P101 | UL10_3_DPM1 | UL12_6_TPE1 TRACKING PHOTOEYE | I | APF | UL12_6_VFD1:I.In_2
UL12_6_VFD1 | I3 | UL12_6_TPE2 | TRACKING PHOTOEYE | [5 empty] | 11.200.1.163 | 35S-6D3-P101 | UL10_3_DPM1 | UL12_6_TPE2 TRACKING PHOTOEYE | I | APF | UL12_6_VFD1:I.In_3
UL12_6_VFD1 | IO0 | UL12_4_S2_PB | START PUSHBUTTON | [5 empty] | 11.200.1.163 | 35S-6D3-P101 | UL10_3_DPM1 | UL12_4_S2_PB START PUSHBUTTON | I | APF | UL12_6_VFD1:I.IO_0
UL12_6_VFD1 | IO1 | UL12_4_S2_PB_LT | START PUSHBUTTON LIGHT | [5 empty] | 11.200.1.163 | 35S-6D3-P101 | UL10_3_DPM1 | UL12_4_S2_PB_LT START PUSHBUTTON LIGHT | O | APF | UL12_6_VFD1:O.IO_1
UL12_6_VFD1 | SI0 | SPARE | [6 empty] | 11.200.1.163 | 35S-6D3-P101 | UL10_3_DPM1 | SPARE | SPARE | APF | UL12_6_VFD1:SI.In00Data
UL12_6_VFD1 | SI1 | SPARE | [6 empty] | 11.200.1.163 | 35S-6D3-P101 | UL10_3_DPM1 | SPARE | SPARE | APF | UL12_6_VFD1:SI.In01Data
UL12_6_VFD1 | SI2 | SPARE | [6 empty] | 11.200.1.163 | 35S-6D3-P101 | UL10_3_DPM1 | SPARE | SPARE | APF | UL12_6_VFD1:SI.In02Data
UL12_6_VFD1 | SI3 | SPARE | [6 empty] | 11.200.1.163 | 35S-6D3-P101 | UL10_3_DPM1 | SPARE | SPARE | APF | UL12_6_VFD1:SI.In03Data
UL12_6_VFD1 | SO0 | SPARE | [6 empty] | 11.200.1.163 | 35S-6D3-P101 | UL10_3_DPM1 | SPARE | SPARE | APF | UL12_6_VFD1:SO.Out00Output
UL12_7_VFD1 | I0 | UL12_7_VFD1_DISC | DISCONNECT AUX | [5 empty] | 11.200.1.164 | 35S-6D3-P101 | UL10_3_DPM1 | UL12_7_VFD1_DISC DISCONNECT AUX | I | APF | UL12_7_VFD1:I.In_0
UL12_7_VFD1 | I1 | UL12_7_ENC1 | ENCODER | [5 empty] | 11.200.1.164 | 35S-6D3-P101 | UL10_3_DPM1 | UL12_7_ENC1 ENCODER | I | APF | UL12_7_VFD1:I.In_1
UL12_7_VFD1 | I2 | UL12_7_TPE1 | TRACKING PHOTOEYE | [5 empty] | 11.200.1.164 | 35S-6D3-P101 | UL10_3_DPM1 | UL12_7_TPE1 TRACKING PHOTOEYE | I | APF | UL12_7_VFD1:I.In_2
UL12_7_VFD1 | I3 | SPARE | [6 empty] | 11.200.1.164 | 35S-6D3-P101 | UL10_3_DPM1 | SPARE | SPARE | APF | UL12_7_VFD1:I.In_3
UL12_7_VFD1 | IO0 | SPARE | [6 empty] | 11.200.1.164 | 35S-6D3-P101 | UL10_3_DPM1 | SPARE | SPARE | APF | UL12_7_VFD1:I.IO_0
UL12_7_VFD1 | IO1 | SPARE | [6 empty] | 11.200.1.164 | 35S-6D3-P101 | UL10_3_DPM1 | SPARE | SPARE | APF | UL12_7_VFD1:I.IO_1
UL12_7_VFD1 | SI0 | SPARE | [6 empty] | 11.200.1.164 | 35S-6D3-P101 | UL10_3_DPM1 | SPARE | SPARE | APF | UL12_7_VFD1:SI.In00Data
UL12_7_VFD1 | SI1 | SPARE | [6 empty] | 11.200.1.164 | 35S-6D3-P101 | UL10_3_DPM1 | SPARE | SPARE | APF | UL12_7_VFD1:SI.In01Data
UL12_7_VFD1 | SI2 | SPARE | [6 empty] | 11.200.1.164 | 35S-6D3-P101 | UL10_3_DPM1 | SPARE | SPARE | APF | UL12_7_VFD1:SI.In02Data
UL12_7_VFD1 | SI3 | SPARE | [6 empty] | 11.200.1.164 | 35S-6D3-P101 | UL10_3_DPM1 | SPARE | SPARE | APF | UL12_7_VFD1:SI.In03Data
UL12_7_VFD1 | SO0 | SPARE | [6 empty] | 11.200.1.164 | 35S-6D3-P101 | UL10_3_DPM1 | SPARE | SPARE | APF | UL12_7_VFD1:SO.Out00Output
UL12_8_VFD1 | I0 | UL12_8_VFD1_DISC | DISCONNECT AUX | [5 empty] | 11.200.1.165 | 35S-6D3-P101 | UL10_3_DPM1 | UL12_8_VFD1_DISC DISCONNECT AUX | I | APF | UL12_8_VFD1:I.In_0
UL12_8_VFD1 | I1 | UL12_8_ENC1 | ENCODER | [5 empty] | 11.200.1.165 | 35S-6D3-P101 | UL10_3_DPM1 | UL12_8_ENC1 ENCODER | I | APF | UL12_8_VFD1:I.In_1
UL12_8_VFD1 | I2 | UL12_8_TPE1 | TRACKING PHOTOEYE | [5 empty] | 11.200.1.165 | 35S-6D3-P101 | UL10_3_DPM1 | UL12_8_TPE1 TRACKING PHOTOEYE | I | APF | UL12_8_VFD1:I.In_2
UL12_8_VFD1 | I3 | SPARE | [6 empty] | 11.200.1.165 | 35S-6D3-P101 | UL10_3_DPM1 | SPARE | SPARE | APF | UL12_8_VFD1:I.In_3
UL12_8_VFD1 | IO0 | SPARE | [6 empty] | 11.200.1.165 | 35S-6D3-P101 | UL10_3_DPM1 | SPARE | SPARE | APF | UL12_8_VFD1:I.IO_0
UL12_8_VFD1 | IO1 | SPARE | [6 empty] | 11.200.1.165 | 35S-6D3-P101 | UL10_3_DPM1 | SPARE | SPARE | APF | UL12_8_VFD1:I.IO_1
UL12_8_VFD1 | SI0 | SPARE | [6 empty] | 11.200.1.165 | 35S-6D3-P101 | UL10_3_DPM1 | SPARE | SPARE | APF | UL12_8_VFD1:SI.In00Data
UL12_8_VFD1 | SI1 | SPARE | [6 empty] | 11.200.1.165 | 35S-6D3-P101 | UL10_3_DPM1 | SPARE | SPARE | APF | UL12_8_VFD1:SI.In01Data
UL12_8_VFD1 | SI2 | SPARE | [6 empty] | 11.200.1.165 | 35S-6D3-P101 | UL10_3_DPM1 | SPARE | SPARE | APF | UL12_8_VFD1:SI.In02Data
UL12_8_VFD1 | SI3 | SPARE | [6 empty] | 11.200.1.165 | 35S-6D3-P101 | UL10_3_DPM1 | SPARE | SPARE | APF | UL12_8_VFD1:SI.In03Data
UL12_8_VFD1 | SO0 | SPARE | [6 empty] | 11.200.1.165 | 35S-6D3-P101 | UL10_3_DPM1 | SPARE | SPARE | APF | UL12_8_VFD1:SO.Out00Output
UL12_9_VFD1 | I0 | UL12_9_VFD1_DISC | DISCONNECT AUX | [5 empty] | 11.200.1.166 | 35S-6D3-P101 | UL10_3_DPM1 | UL12_9_VFD1_DISC DISCONNECT AUX | I | APF | UL12_9_VFD1:I.In_0
UL12_9_VFD1 | I1 | UL12_9_ENC1 | ENCODER | [5 empty] | 11.200.1.166 | 35S-6D3-P101 | UL10_3_DPM1 | UL12_9_ENC1 ENCODER | I | APF | UL12_9_VFD1:I.In_1
UL12_9_VFD1 | I2 | UL12_9_TPE1 | TRACKING PHOTOEYE | [5 empty] | 11.200.1.166 | 35S-6D3-P101 | UL10_3_DPM1 | UL12_9_TPE1 TRACKING PHOTOEYE | I | APF | UL12_9_VFD1:I.In_2
UL12_9_VFD1 | I3 | SPARE | [6 empty] | 11.200.1.166 | 35S-6D3-P101 | UL10_3_DPM1 | SPARE | SPARE | APF | UL12_9_VFD1:I.In_3
UL12_9_VFD1 | IO0 | SPARE | [6 empty] | 11.200.1.166 | 35S-6D3-P101 | UL10_3_DPM1 | SPARE | SPARE | APF | UL12_9_VFD1:I.IO_0
UL12_9_VFD1 | IO1 | SPARE | [6 empty] | 11.200.1.166 | 35S-6D3-P101 | UL10_3_DPM1 | SPARE | SPARE | APF | UL12_9_VFD1:I.IO_1
UL12_9_VFD1 | SI0 | SPARE | [6 empty] | 11.200.1.166 | 35S-6D3-P101 | UL10_3_DPM1 | SPARE | SPARE | APF | UL12_9_VFD1:SI.In00Data
UL12_9_VFD1 | SI1 | SPARE | [6 empty] | 11.200.1.166 | 35S-6D3-P101 | UL10_3_DPM1 | SPARE | SPARE | APF | UL12_9_VFD1:SI.In01Data
UL12_9_VFD1 | SI2 | SPARE | [6 empty] | 11.200.1.166 | 35S-6D3-P101 | UL10_3_DPM1 | SPARE | SPARE | APF | UL12_9_VFD1:SI.In02Data
UL12_9_VFD1 | SI3 | SPARE | [6 empty] | 11.200.1.166 | 35S-6D3-P101 | UL10_3_DPM1 | SPARE | SPARE | APF | UL12_9_VFD1:SI.In03Data
UL12_9_VFD1 | SO0 | SPARE | [6 empty] | 11.200.1.166 | 35S-6D3-P101 | UL10_3_DPM1 | SPARE | SPARE | APF | UL12_9_VFD1:SO.Out00Output
UL1_10A_VFD1 | I0 | UL1_10A_VFD1_DISC | DISCONNECT AUX | [5 empty] | 11.200.1.38 | 35S-6D3-P101 | UL1_4_DPM1 | UL1_10A_VFD1_DISC DISCONNECT AUX | I | APF | UL1_10A_VFD1:I.In_0
UL1_10A_VFD1 | I1 | UL1_9_TPE3 | TRACKING PHOTOEYE | [5 empty] | 11.200.1.38 | 35S-6D3-P101 | UL1_4_DPM1 | UL1_9_TPE3 TRACKING PHOTOEYE | I | APF | UL1_10A_VFD1:I.In_1
UL1_10A_VFD1 | I2 | UL1_9_TPE4 | TRACKING PHOTOEYE | [5 empty] | 11.200.1.38 | 35S-6D3-P101 | UL1_4_DPM1 | UL1_9_TPE4 TRACKING PHOTOEYE | I | APF | UL1_10A_VFD1:I.In_2
UL1_10A_VFD1 | I3 | UL1_9_TPE5 | TRACKING PHOTOEYE | [5 empty] | 11.200.1.38 | 35S-6D3-P101 | UL1_4_DPM1 | UL1_9_TPE5 TRACKING PHOTOEYE | I | APF | UL1_10A_VFD1:I.In_3
UL1_10A_VFD1 | IO0 | UL1_9_S2_PB | START PUSHBUTTON | [5 empty] | 11.200.1.38 | 35S-6D3-P101 | UL1_4_DPM1 | UL1_9_S2_PB START PUSHBUTTON | I | APF | UL1_10A_VFD1:I.IO_0
UL1_10A_VFD1 | IO1 | UL1_9_S2_PB_LT | START PUSHBUTTON LIGHT | [5 empty] | 11.200.1.38 | 35S-6D3-P101 | UL1_4_DPM1 | UL1_9_S2_PB_LT START PUSHBUTTON LIGHT | O | APF | UL1_10A_VFD1:O.IO_1
UL1_10A_VFD1 | SI0 | SPARE | [6 empty] | 11.200.1.38 | 35S-6D3-P101 | UL1_4_DPM1 | SPARE | SPARE | APF | UL1_10A_VFD1:SI.In00Data
UL1_10A_VFD1 | SI1 | SPARE | [6 empty] | 11.200.1.38 | 35S-6D3-P101 | UL1_4_DPM1 | SPARE | SPARE | APF | UL1_10A_VFD1:SI.In01Data
UL1_10A_VFD1 | SI2 | SPARE | [6 empty] | 11.200.1.38 | 35S-6D3-P101 | UL1_4_DPM1 | SPARE | SPARE | APF | UL1_10A_VFD1:SI.In02Data
UL1_10A_VFD1 | SI3 | SPARE | [6 empty] | 11.200.1.38 | 35S-6D3-P101 | UL1_4_DPM1 | SPARE | SPARE | APF | UL1_10A_VFD1:SI.In03Data
UL1_10A_VFD1 | SO0 | SPARE | [6 empty] | 11.200.1.38 | 35S-6D3-P101 | UL1_4_DPM1 | SPARE | SPARE | APF | UL1_10A_VFD1:SO.Out00Output
UL1_10B_VFD1 | I0 | UL1_10B_VFD1_DISC | DISCONNECT AUX | [5 empty] | 11.200.1.39 | 35S-6D3-P101 | UL1_4_DPM1 | UL1_10B_VFD1_DISC DISCONNECT AUX | I | APF | UL1_10B_VFD1:I.In_0
UL1_10B_VFD1 | I1 | SPARE | [6 empty] | 11.200.1.39 | 35S-6D3-P101 | UL1_4_DPM1 | SPARE | SPARE | APF | UL1_10B_VFD1:I.In_1
UL1_10B_VFD1 | I2 | SPARE | [6 empty] | 11.200.1.39 | 35S-6D3-P101 | UL1_4_DPM1 | SPARE | SPARE | APF | UL1_10B_VFD1:I.In_2
UL1_10B_VFD1 | I3 | SPARE | [6 empty] | 11.200.1.39 | 35S-6D3-P101 | UL1_4_DPM1 | SPARE | SPARE | APF | UL1_10B_VFD1:I.In_3
UL1_10B_VFD1 | IO0 | SPARE | [6 empty] | 11.200.1.39 | 35S-6D3-P101 | UL1_4_DPM1 | SPARE | SPARE | APF | UL1_10B_VFD1:I.IO_0
UL1_10B_VFD1 | IO1 | SPARE | [6 empty] | 11.200.1.39 | 35S-6D3-P101 | UL1_4_DPM1 | SPARE | SPARE | APF | UL1_10B_VFD1:I.IO_1
UL1_10B_VFD1 | SI0 | SPARE | [6 empty] | 11.200.1.39 | 35S-6D3-P101 | UL1_4_DPM1 | SPARE | SPARE | APF | UL1_10B_VFD1:SI.In00Data
UL1_10B_VFD1 | SI1 | SPARE | [6 empty] | 11.200.1.39 | 35S-6D3-P101 | UL1_4_DPM1 | SPARE | SPARE | APF | UL1_10B_VFD1:SI.In01Data
UL1_10B_VFD1 | SI2 | SPARE | [6 empty] | 11.200.1.39 | 35S-6D3-P101 | UL1_4_DPM1 | SPARE | SPARE | APF | UL1_10B_VFD1:SI.In02Data
UL1_10B_VFD1 | SI3 | SPARE | [6 empty] | 11.200.1.39 | 35S-6D3-P101 | UL1_4_DPM1 | SPARE | SPARE | APF | UL1_10B_VFD1:SI.In03Data
UL1_10B_VFD1 | SO0 | SPARE | [6 empty] | 11.200.1.39 | 35S-6D3-P101 | UL1_4_DPM1 | SPARE | SPARE | APF | UL1_10B_VFD1:SO.Out00Output
UL1_5_VFD1 | I0 | UL1_5_VFD1_DISC | DISCONNECT AUX | [5 empty] | 11.200.1.33 | 35S-6D3-P101 | UL1_4_DPM1 | UL1_5_VFD1_DISC DISCONNECT AUX | I | APF | UL1_5_VFD1:I.In_0
UL1_5_VFD1 | I1 | UL1_5_ENC1 | ENCODER | [5 empty] | 11.200.1.33 | 35S-6D3-P101 | UL1_4_DPM1 | UL1_5_ENC1 ENCODER | I | APF | UL1_5_VFD1:I.In_1
UL1_5_VFD1 | I2 | UL1_5_TPE1 | TRACKING PHOTOEYE | [5 empty] | 11.200.1.33 | 35S-6D3-P101 | UL1_4_DPM1 | UL1_5_TPE1 TRACKING PHOTOEYE | I | APF | UL1_5_VFD1:I.In_2
UL1_5_VFD1 | I3 | SPARE | [6 empty] | 11.200.1.33 | 35S-6D3-P101 | UL1_4_DPM1 | SPARE | SPARE | APF | UL1_5_VFD1:I.In_3
UL1_5_VFD1 | IO0 | UL1_4_S2_PB | START PUSHBUTTON | [5 empty] | 11.200.1.33 | 35S-6D3-P101 | UL1_4_DPM1 | UL1_4_S2_PB START PUSHBUTTON | I | APF | UL1_5_VFD1:I.IO_0
UL1_5_VFD1 | IO1 | UL1_4_S2_PB_LT | START PUSHBUTTON LIGHT | [5 empty] | 11.200.1.33 | 35S-6D3-P101 | UL1_4_DPM1 | UL1_4_S2_PB_LT START PUSHBUTTON LIGHT | O | APF | UL1_5_VFD1:O.IO_1
UL1_5_VFD1 | SI0 | UL1_1_ESTOP1 | ESTOP OK | [5 empty] | 11.200.1.33 | 35S-6D3-P101 | UL1_4_DPM1 | UL1_1_ESTOP1 ESTOP OK | O | APF | UL1_5_VFD1:SI.In00Data
UL1_5_VFD1 | SI1 | SPARE | [6 empty] | 11.200.1.33 | 35S-6D3-P101 | UL1_4_DPM1 | SPARE | SPARE | APF | UL1_5_VFD1:SI.In01Data
UL1_5_VFD1 | SI2 | SPARE | [6 empty] | 11.200.1.33 | 35S-6D3-P101 | UL1_4_DPM1 | SPARE | SPARE | APF | UL1_5_VFD1:SI.In02Data
UL1_5_VFD1 | SI3 | SPARE | [6 empty] | 11.200.1.33 | 35S-6D3-P101 | UL1_4_DPM1 | SPARE | SPARE | APF | UL1_5_VFD1:SI.In03Data
UL1_5_VFD1 | SO0 | SPARE | [6 empty] | 11.200.1.33 | 35S-6D3-P101 | UL1_4_DPM1 | SPARE | SPARE | APF | UL1_5_VFD1:SO.Out00Output
UL1_6_VFD1 | I0 | UL1_6_VFD1_DISC | DISCONNECT AUX | [5 empty] | 11.200.1.34 | 35S-6D3-P101 | UL1_4_DPM1 | UL1_6_VFD1_DISC DISCONNECT AUX | I | APF | UL1_6_VFD1:I.In_0
UL1_6_VFD1 | I1 | UL1_6_ENC1 | ENCODER | [5 empty] | 11.200.1.34 | 35S-6D3-P101 | UL1_4_DPM1 | UL1_6_ENC1 ENCODER | I | APF | UL1_6_VFD1:I.In_1
UL1_6_VFD1 | I2 | UL1_6_TPE1 | TRACKING PHOTOEYE | [5 empty] | 11.200.1.34 | 35S-6D3-P101 | UL1_4_DPM1 | UL1_6_TPE1 TRACKING PHOTOEYE | I | APF | UL1_6_VFD1:I.In_2
UL1_6_VFD1 | I3 | SPARE | [6 empty] | 11.200.1.34 | 35S-6D3-P101 | UL1_4_DPM1 | SPARE | SPARE | APF | UL1_6_VFD1:I.In_3
UL1_6_VFD1 | IO0 | UL1_4_BCN1_R | RED BEACON LIGHT | [5 empty] | 11.200.1.34 | 35S-6D3-P101 | UL1_4_DPM1 | UL1_4_BCN1_R RED BEACON LIGHT | O | APF | UL1_6_VFD1:O.IO_0
UL1_6_VFD1 | IO1 | UL1_4_BCN2_R | RED BEACON LIGHT | [5 empty] | 11.200.1.34 | 35S-6D3-P101 | UL1_4_DPM1 | UL1_4_BCN2_R RED BEACON LIGHT | O | APF | UL1_6_VFD1:O.IO_1
UL1_6_VFD1 | SI0 | SPARE | [6 empty] | 11.200.1.34 | 35S-6D3-P101 | UL1_4_DPM1 | SPARE | SPARE | APF | UL1_6_VFD1:SI.In00Data
UL1_6_VFD1 | SI1 | SPARE | [6 empty] | 11.200.1.34 | 35S-6D3-P101 | UL1_4_DPM1 | SPARE | SPARE | APF | UL1_6_VFD1:SI.In01Data
UL1_6_VFD1 | SI2 | SPARE | [6 empty] | 11.200.1.34 | 35S-6D3-P101 | UL1_4_DPM1 | SPARE | SPARE | APF | UL1_6_VFD1:SI.In02Data
UL1_6_VFD1 | SI3 | SPARE | [6 empty] | 11.200.1.34 | 35S-6D3-P101 | UL1_4_DPM1 | SPARE | SPARE | APF | UL1_6_VFD1:SI.In03Data
UL1_6_VFD1 | SO0 | SPARE | [6 empty] | 11.200.1.34 | 35S-6D3-P101 | UL1_4_DPM1 | SPARE | SPARE | APF | UL1_6_VFD1:SO.Out00Output
UL1_7_VFD1 | I0 | UL1_7_VFD1_DISC | DISCONNECT AUX | [5 empty] | 11.200.1.35 | 35S-6D3-P101 | UL1_4_DPM1 | UL1_7_VFD1_DISC DISCONNECT AUX | I | APF | UL1_7_VFD1:I.In_0
UL1_7_VFD1 | I1 | UL1_7_ENC1 | ENCODER | [5 empty] | 11.200.1.35 | 35S-6D3-P101 | UL1_4_DPM1 | UL1_7_ENC1 ENCODER | I | APF | UL1_7_VFD1:I.In_1
UL1_7_VFD1 | I2 | UL1_7_TPE1 | TRACKING PHOTOEYE | [5 empty] | 11.200.1.35 | 35S-6D3-P101 | UL1_4_DPM1 | UL1_7_TPE1 TRACKING PHOTOEYE | I | APF | UL1_7_VFD1:I.In_2
UL1_7_VFD1 | I3 | SPARE | [6 empty] | 11.200.1.35 | 35S-6D3-P101 | UL1_4_DPM1 | SPARE | SPARE | APF | UL1_7_VFD1:I.In_3
UL1_7_VFD1 | IO0 | UL1_9_S1_PB | START PUSHBUTTON | [5 empty] | 11.200.1.35 | 35S-6D3-P101 | UL1_4_DPM1 | UL1_9_S1_PB START PUSHBUTTON | I | APF | UL1_7_VFD1:I.IO_0
UL1_7_VFD1 | IO1 | UL1_9_S1_PB_LT | START PUSHBUTTON LIGHT | [5 empty] | 11.200.1.35 | 35S-6D3-P101 | UL1_4_DPM1 | UL1_9_S1_PB_LT START PUSHBUTTON LIGHT | O | APF | UL1_7_VFD1:O.IO_1
UL1_7_VFD1 | SI0 | SPARE | [6 empty] | 11.200.1.35 | 35S-6D3-P101 | UL1_4_DPM1 | SPARE | SPARE | APF | UL1_7_VFD1:SI.In00Data
UL1_7_VFD1 | SI1 | SPARE | [6 empty] | 11.200.1.35 | 35S-6D3-P101 | UL1_4_DPM1 | SPARE | SPARE | APF | UL1_7_VFD1:SI.In01Data
UL1_7_VFD1 | SI2 | SPARE | [6 empty] | 11.200.1.35 | 35S-6D3-P101 | UL1_4_DPM1 | SPARE | SPARE | APF | UL1_7_VFD1:SI.In02Data
UL1_7_VFD1 | SI3 | SPARE | [6 empty] | 11.200.1.35 | 35S-6D3-P101 | UL1_4_DPM1 | SPARE | SPARE | APF | UL1_7_VFD1:SI.In03Data
UL1_7_VFD1 | SO0 | SPARE | [6 empty] | 11.200.1.35 | 35S-6D3-P101 | UL1_4_DPM1 | SPARE | SPARE | APF | UL1_7_VFD1:SO.Out00Output
UL1_8_VFD1 | I0 | UL1_8_VFD1_DISC | DISCONNECT AUX | [5 empty] | 11.200.1.36 | 35S-6D3-P101 | UL1_4_DPM1 | UL1_8_VFD1_DISC DISCONNECT AUX | I | APF | UL1_8_VFD1:I.In_0
UL1_8_VFD1 | I1 | UL1_8_ENC1 | ENCODER | [5 empty] | 11.200.1.36 | 35S-6D3-P101 | UL1_4_DPM1 | UL1_8_ENC1 ENCODER | I | APF | UL1_8_VFD1:I.In_1
UL1_8_VFD1 | I2 | UL1_8_TPE1 | TRACKING PHOTOEYE | [5 empty] | 11.200.1.36 | 35S-6D3-P101 | UL1_4_DPM1 | UL1_8_TPE1 TRACKING PHOTOEYE | I | APF | UL1_8_VFD1:I.In_2
UL1_8_VFD1 | I3 | SPARE | [6 empty] | 11.200.1.36 | 35S-6D3-P101 | UL1_4_DPM1 | SPARE | SPARE | APF | UL1_8_VFD1:I.In_3
UL1_8_VFD1 | IO0 | UL1_9_JR1_PB | JAM RESET PUSHBUTTON | 2025-07-01 |  |  |  |  | 11.200.1.36 | 35S-6D3-P101 | UL1_4_DPM1 | UL1_9_JR1_PB JAM RESET PUSHBUTTON | I | APF | UL1_8_VFD1:I.IO_0
UL1_8_VFD1 | IO1 | UL1_9_JR1_PB_LT | JAM RESET PUSHBUTTON LIGHT | 2025-07-01 |  |  |  |  | 11.200.1.36 | 35S-6D3-P101 | UL1_4_DPM1 | UL1_9_JR1_PB_LT JAM RESET PUSHBUTTON LIGHT | O | APF | UL1_8_VFD1:O.IO_1
UL1_8_VFD1 | SI0 | SPARE | [6 empty] | 11.200.1.36 | 35S-6D3-P101 | UL1_4_DPM1 | SPARE | SPARE | APF | UL1_8_VFD1:SI.In00Data
UL1_8_VFD1 | SI1 | SPARE | [6 empty] | 11.200.1.36 | 35S-6D3-P101 | UL1_4_DPM1 | SPARE | SPARE | APF | UL1_8_VFD1:SI.In01Data
UL1_8_VFD1 | SI2 | SPARE | [6 empty] | 11.200.1.36 | 35S-6D3-P101 | UL1_4_DPM1 | SPARE | SPARE | APF | UL1_8_VFD1:SI.In02Data
UL1_8_VFD1 | SI3 | SPARE | [6 empty] | 11.200.1.36 | 35S-6D3-P101 | UL1_4_DPM1 | SPARE | SPARE | APF | UL1_8_VFD1:SI.In03Data
UL1_8_VFD1 | SO0 | SPARE | [6 empty] | 11.200.1.36 | 35S-6D3-P101 | UL1_4_DPM1 | SPARE | SPARE | APF | UL1_8_VFD1:SO.Out00Output
UL2_6_VFD1 | I0 | UL2_6_VFD1_DISC | DISCONNECT AUX | [5 empty] | 11.200.1.48 | 35S-6D3-P101 | UL2_4_DPM1 | UL2_6_VFD1_DISC DISCONNECT AUX | I | APF | UL2_6_VFD1:I.In_0
UL2_6_VFD1 | I1 | UL2_6_ENC1 | ENCODER | [5 empty] | 11.200.1.48 | 35S-6D3-P101 | UL2_4_DPM1 | UL2_6_ENC1 ENCODER | I | APF | UL2_6_VFD1:I.In_1
UL2_6_VFD1 | I2 | UL2_6_TPE1 | TRACKING PHOTOEYE | [5 empty] | 11.200.1.48 | 35S-6D3-P101 | UL2_4_DPM1 | UL2_6_TPE1 TRACKING PHOTOEYE | I | APF | UL2_6_VFD1:I.In_2
UL2_6_VFD1 | I3 | UL2_6_TPE2 | TRACKING PHOTOEYE | [5 empty] | 11.200.1.48 | 35S-6D3-P101 | UL2_4_DPM1 | UL2_6_TPE2 TRACKING PHOTOEYE | I | APF | UL2_6_VFD1:I.In_3
UL2_6_VFD1 | IO0 | UL2_4_S2_PB | START PUSHBUTTON | [5 empty] | 11.200.1.48 | 35S-6D3-P101 | UL2_4_DPM1 | UL2_4_S2_PB START PUSHBUTTON | I | APF | UL2_6_VFD1:I.IO_0
UL2_6_VFD1 | IO1 | UL2_4_S2_PB_LT | START PUSHBUTTON LIGHT | [5 empty] | 11.200.1.48 | 35S-6D3-P101 | UL2_4_DPM1 | UL2_4_S2_PB_LT START PUSHBUTTON LIGHT | O | APF | UL2_6_VFD1:O.IO_1
UL2_6_VFD1 | SI0 | SPARE | [6 empty] | 11.200.1.48 | 35S-6D3-P101 | UL2_4_DPM1 | SPARE | SPARE | APF | UL2_6_VFD1:SI.In00Data
UL2_6_VFD1 | SI1 | SPARE | [6 empty] | 11.200.1.48 | 35S-6D3-P101 | UL2_4_DPM1 | SPARE | SPARE | APF | UL2_6_VFD1:SI.In01Data
UL2_6_VFD1 | SI2 | SPARE | [6 empty] | 11.200.1.48 | 35S-6D3-P101 | UL2_4_DPM1 | SPARE | SPARE | APF | UL2_6_VFD1:SI.In02Data
UL2_6_VFD1 | SI3 | SPARE | [6 empty] | 11.200.1.48 | 35S-6D3-P101 | UL2_4_DPM1 | SPARE | SPARE | APF | UL2_6_VFD1:SI.In03Data
UL2_6_VFD1 | SO0 | SPARE | [6 empty] | 11.200.1.48 | 35S-6D3-P101 | UL2_4_DPM1 | SPARE | SPARE | APF | UL2_6_VFD1:SO.Out00Output
UL2_7_VFD1 | I0 | UL2_7_VFD1_DISC | DISCONNECT AUX | [5 empty] | 11.200.1.49 | 35S-6D3-P101 | UL2_4_DPM1 | UL2_7_VFD1_DISC DISCONNECT AUX | I | APF | UL2_7_VFD1:I.In_0
UL2_7_VFD1 | I1 | UL2_7_ENC1 | ENCODER | [5 empty] | 11.200.1.49 | 35S-6D3-P101 | UL2_4_DPM1 | UL2_7_ENC1 ENCODER | I | APF | UL2_7_VFD1:I.In_1
UL2_7_VFD1 | I2 | UL2_7_TPE1 | TRACKING PHOTOEYE | [5 empty] | 11.200.1.49 | 35S-6D3-P101 | UL2_4_DPM1 | UL2_7_TPE1 TRACKING PHOTOEYE | I | APF | UL2_7_VFD1:I.In_2
UL2_7_VFD1 | I3 | SPARE | [6 empty] | 11.200.1.49 | 35S-6D3-P101 | UL2_4_DPM1 | SPARE | SPARE | APF | UL2_7_VFD1:I.In_3
UL2_7_VFD1 | IO0 | SPARE | [6 empty] | 11.200.1.49 | 35S-6D3-P101 | UL2_4_DPM1 | SPARE | SPARE | APF | UL2_7_VFD1:I.IO_0
UL2_7_VFD1 | IO1 | SPARE | [6 empty] | 11.200.1.49 | 35S-6D3-P101 | UL2_4_DPM1 | SPARE | SPARE | APF | UL2_7_VFD1:I.IO_1
UL2_7_VFD1 | SI0 | SPARE | [6 empty] | 11.200.1.49 | 35S-6D3-P101 | UL2_4_DPM1 | SPARE | SPARE | APF | UL2_7_VFD1:SI.In00Data
UL2_7_VFD1 | SI1 | SPARE | [6 empty] | 11.200.1.49 | 35S-6D3-P101 | UL2_4_DPM1 | SPARE | SPARE | APF | UL2_7_VFD1:SI.In01Data
UL2_7_VFD1 | SI2 | SPARE | [6 empty] | 11.200.1.49 | 35S-6D3-P101 | UL2_4_DPM1 | SPARE | SPARE | APF | UL2_7_VFD1:SI.In02Data
UL2_7_VFD1 | SI3 | SPARE | [6 empty] | 11.200.1.49 | 35S-6D3-P101 | UL2_4_DPM1 | SPARE | SPARE | APF | UL2_7_VFD1:SI.In03Data
UL2_7_VFD1 | SO0 | SPARE | [6 empty] | 11.200.1.49 | 35S-6D3-P101 | UL2_4_DPM1 | SPARE | SPARE | APF | UL2_7_VFD1:SO.Out00Output
UL2_8_VFD1 | I0 | UL2_8_VFD1_DISC | DISCONNECT AUX | [5 empty] | 11.200.1.50 | 35S-6D3-P101 | UL2_4_DPM1 | UL2_8_VFD1_DISC DISCONNECT AUX | I | APF | UL2_8_VFD1:I.In_0
UL2_8_VFD1 | I1 | UL2_8_ENC1 | ENCODER | [5 empty] | 11.200.1.50 | 35S-6D3-P101 | UL2_4_DPM1 | UL2_8_ENC1 ENCODER | I | APF | UL2_8_VFD1:I.In_1
UL2_8_VFD1 | I2 | UL2_8_TPE1 | TRACKING PHOTOEYE | [5 empty] | 11.200.1.50 | 35S-6D3-P101 | UL2_4_DPM1 | UL2_8_TPE1 TRACKING PHOTOEYE | I | APF | UL2_8_VFD1:I.In_2
UL2_8_VFD1 | I3 | SPARE | [6 empty] | 11.200.1.50 | 35S-6D3-P101 | UL2_4_DPM1 | SPARE | SPARE | APF | UL2_8_VFD1:I.In_3
UL2_8_VFD1 | IO0 | SPARE | [6 empty] | 11.200.1.50 | 35S-6D3-P101 | UL2_4_DPM1 | SPARE | SPARE | APF | UL2_8_VFD1:I.IO_0
UL2_8_VFD1 | IO1 | SPARE | [6 empty] | 11.200.1.50 | 35S-6D3-P101 | UL2_4_DPM1 | SPARE | SPARE | APF | UL2_8_VFD1:I.IO_1
UL2_8_VFD1 | SI0 | SPARE | [6 empty] | 11.200.1.50 | 35S-6D3-P101 | UL2_4_DPM1 | SPARE | SPARE | APF | UL2_8_VFD1:SI.In00Data
UL2_8_VFD1 | SI1 | SPARE | [6 empty] | 11.200.1.50 | 35S-6D3-P101 | UL2_4_DPM1 | SPARE | SPARE | APF | UL2_8_VFD1:SI.In01Data
UL2_8_VFD1 | SI2 | SPARE | [6 empty] | 11.200.1.50 | 35S-6D3-P101 | UL2_4_DPM1 | SPARE | SPARE | APF | UL2_8_VFD1:SI.In02Data
UL2_8_VFD1 | SI3 | SPARE | [6 empty] | 11.200.1.50 | 35S-6D3-P101 | UL2_4_DPM1 | SPARE | SPARE | APF | UL2_8_VFD1:SI.In03Data
UL2_8_VFD1 | SO0 | SPARE | [6 empty] | 11.200.1.50 | 35S-6D3-P101 | UL2_4_DPM1 | SPARE | SPARE | APF | UL2_8_VFD1:SO.Out00Output
UL2_9_VFD1 | I0 | UL2_9_VFD1_DISC | DISCONNECT AUX | [5 empty] | 11.200.1.51 | 35S-6D3-P101 | UL2_4_DPM1 | UL2_9_VFD1_DISC DISCONNECT AUX | I | APF | UL2_9_VFD1:I.In_0
UL2_9_VFD1 | I1 | UL2_9_ENC1 | ENCODER | [5 empty] | 11.200.1.51 | 35S-6D3-P101 | UL2_4_DPM1 | UL2_9_ENC1 ENCODER | I | APF | UL2_9_VFD1:I.In_1
UL2_9_VFD1 | I2 | UL2_9_TPE1 | TRACKING PHOTOEYE | [5 empty] | 11.200.1.51 | 35S-6D3-P101 | UL2_4_DPM1 | UL2_9_TPE1 TRACKING PHOTOEYE | I | APF | UL2_9_VFD1:I.In_2
UL2_9_VFD1 | I3 | SPARE | [6 empty] | 11.200.1.51 | 35S-6D3-P101 | UL2_4_DPM1 | SPARE | SPARE | APF | UL2_9_VFD1:I.In_3
UL2_9_VFD1 | IO0 | SPARE | [6 empty] | 11.200.1.51 | 35S-6D3-P101 | UL2_4_DPM1 | SPARE | SPARE | APF | UL2_9_VFD1:I.IO_0
UL2_9_VFD1 | IO1 | SPARE | [6 empty] | 11.200.1.51 | 35S-6D3-P101 | UL2_4_DPM1 | SPARE | SPARE | APF | UL2_9_VFD1:I.IO_1
UL2_9_VFD1 | SI0 | SPARE | [6 empty] | 11.200.1.51 | 35S-6D3-P101 | UL2_4_DPM1 | SPARE | SPARE | APF | UL2_9_VFD1:SI.In00Data
UL2_9_VFD1 | SI1 | SPARE | [6 empty] | 11.200.1.51 | 35S-6D3-P101 | UL2_4_DPM1 | SPARE | SPARE | APF | UL2_9_VFD1:SI.In01Data
UL2_9_VFD1 | SI2 | SPARE | [6 empty] | 11.200.1.51 | 35S-6D3-P101 | UL2_4_DPM1 | SPARE | SPARE | APF | UL2_9_VFD1:SI.In02Data
UL2_9_VFD1 | SI3 | SPARE | [6 empty] | 11.200.1.51 | 35S-6D3-P101 | UL2_4_DPM1 | SPARE | SPARE | APF | UL2_9_VFD1:SI.In03Data
UL2_9_VFD1 | SO0 | SPARE | [6 empty] | 11.200.1.51 | 35S-6D3-P101 | UL2_4_DPM1 | SPARE | SPARE | APF | UL2_9_VFD1:SO.Out00Output
UL3_5_VFD1 | I0 | UL3_5_VFD1_DISC | DISCONNECT AUX | [5 empty] | 11.200.1.57 | 35S-6D3-P101 | UL2_4_DPM1 | UL3_5_VFD1_DISC DISCONNECT AUX | I | APF | UL3_5_VFD1:I.In_0
UL3_5_VFD1 | I1 | UL3_5_ENC1 | ENCODER | [5 empty] | 11.200.1.57 | 35S-6D3-P101 | UL2_4_DPM1 | UL3_5_ENC1 ENCODER | I | APF | UL3_5_VFD1:I.In_1
UL3_5_VFD1 | I2 | UL3_5_TPE1 | TRACKING PHOTOEYE | [5 empty] | 11.200.1.57 | 35S-6D3-P101 | UL2_4_DPM1 | UL3_5_TPE1 TRACKING PHOTOEYE | I | APF | UL3_5_VFD1:I.In_2
UL3_5_VFD1 | I3 | SPARE | [6 empty] | 11.200.1.57 | 35S-6D3-P101 | UL2_4_DPM1 | SPARE | SPARE | APF | UL3_5_VFD1:I.In_3
UL3_5_VFD1 | IO0 | SPARE | [6 empty] | 11.200.1.57 | 35S-6D3-P101 | UL2_4_DPM1 | SPARE | SPARE | APF | UL3_5_VFD1:I.IO_0
UL3_5_VFD1 | IO1 | SPARE | [6 empty] | 11.200.1.57 | 35S-6D3-P101 | UL2_4_DPM1 | SPARE | SPARE | APF | UL3_5_VFD1:I.IO_1
UL3_5_VFD1 | SI0 | SPARE | [6 empty] | 11.200.1.57 | 35S-6D3-P101 | UL2_4_DPM1 | SPARE | SPARE | APF | UL3_5_VFD1:SI.In00Data
UL3_5_VFD1 | SI1 | SPARE | [6 empty] | 11.200.1.57 | 35S-6D3-P101 | UL2_4_DPM1 | SPARE | SPARE | APF | UL3_5_VFD1:SI.In01Data
UL3_5_VFD1 | SI2 | SPARE | [6 empty] | 11.200.1.57 | 35S-6D3-P101 | UL2_4_DPM1 | SPARE | SPARE | APF | UL3_5_VFD1:SI.In02Data
UL3_5_VFD1 | SI3 | SPARE | [6 empty] | 11.200.1.57 | 35S-6D3-P101 | UL2_4_DPM1 | SPARE | SPARE | APF | UL3_5_VFD1:SI.In03Data
UL3_5_VFD1 | SO0 | SPARE | [6 empty] | 11.200.1.57 | 35S-6D3-P101 | UL2_4_DPM1 | SPARE | SPARE | APF | UL3_5_VFD1:SO.Out00Output
UL3_6_VFD1 | I0 | UL3_6_VFD1_DISC | DISCONNECT AUX | [5 empty] | 11.200.1.58 | 35S-6D3-P101 | UL2_4_DPM1 | UL3_6_VFD1_DISC DISCONNECT AUX | I | APF | UL3_6_VFD1:I.In_0
UL3_6_VFD1 | I1 | UL3_6_ENC1 | ENCODER | [5 empty] | 11.200.1.58 | 35S-6D3-P101 | UL2_4_DPM1 | UL3_6_ENC1 ENCODER | I | APF | UL3_6_VFD1:I.In_1
UL3_6_VFD1 | I2 | UL3_6_TPE1 | TRACKING PHOTOEYE | [5 empty] | 11.200.1.58 | 35S-6D3-P101 | UL2_4_DPM1 | UL3_6_TPE1 TRACKING PHOTOEYE | I | APF | UL3_6_VFD1:I.In_2
UL3_6_VFD1 | I3 | SPARE | [6 empty] | 11.200.1.58 | 35S-6D3-P101 | UL2_4_DPM1 | SPARE | SPARE | APF | UL3_6_VFD1:I.In_3
UL3_6_VFD1 | IO0 | SPARE | [6 empty] | 11.200.1.58 | 35S-6D3-P101 | UL2_4_DPM1 | SPARE | SPARE | APF | UL3_6_VFD1:I.IO_0
UL3_6_VFD1 | IO1 | SPARE | [6 empty] | 11.200.1.58 | 35S-6D3-P101 | UL2_4_DPM1 | SPARE | SPARE | APF | UL3_6_VFD1:I.IO_1
UL3_6_VFD1 | SI0 | SPARE | [6 empty] | 11.200.1.58 | 35S-6D3-P101 | UL2_4_DPM1 | SPARE | SPARE | APF | UL3_6_VFD1:SI.In00Data
UL3_6_VFD1 | SI1 | SPARE | [6 empty] | 11.200.1.58 | 35S-6D3-P101 | UL2_4_DPM1 | SPARE | SPARE | APF | UL3_6_VFD1:SI.In01Data
UL3_6_VFD1 | SI2 | SPARE | [6 empty] | 11.200.1.58 | 35S-6D3-P101 | UL2_4_DPM1 | SPARE | SPARE | APF | UL3_6_VFD1:SI.In02Data
UL3_6_VFD1 | SI3 | SPARE | [6 empty] | 11.200.1.58 | 35S-6D3-P101 | UL2_4_DPM1 | SPARE | SPARE | APF | UL3_6_VFD1:SI.In03Data
UL3_6_VFD1 | SO0 | SPARE | [6 empty] | 11.200.1.58 | 35S-6D3-P101 | UL2_4_DPM1 | SPARE | SPARE | APF | UL3_6_VFD1:SO.Out00Output
UL3_7_VFD1 | I0 | UL3_7_VFD1_DISC | DISCONNECT AUX | [5 empty] | 11.200.1.59 | 35S-6D3-P101 | UL2_4_DPM1 | UL3_7_VFD1_DISC DISCONNECT AUX | I | APF | UL3_7_VFD1:I.In_0
UL3_7_VFD1 | I1 | UL3_7_ENC1 | ENCODER | [5 empty] | 11.200.1.59 | 35S-6D3-P101 | UL2_4_DPM1 | UL3_7_ENC1 ENCODER | I | APF | UL3_7_VFD1:I.In_1
UL3_7_VFD1 | I2 | UL3_7_TPE1 | TRACKING PHOTOEYE | [5 empty] | 11.200.1.59 | 35S-6D3-P101 | UL2_4_DPM1 | UL3_7_TPE1 TRACKING PHOTOEYE | I | APF | UL3_7_VFD1:I.In_2
UL3_7_VFD1 | I3 | SPARE | [6 empty] | 11.200.1.59 | 35S-6D3-P101 | UL2_4_DPM1 | SPARE | SPARE | APF | UL3_7_VFD1:I.In_3
UL3_7_VFD1 | IO0 | SPARE | [6 empty] | 11.200.1.59 | 35S-6D3-P101 | UL2_4_DPM1 | SPARE | SPARE | APF | UL3_7_VFD1:I.IO_0
UL3_7_VFD1 | IO1 | SPARE | [6 empty] | 11.200.1.59 | 35S-6D3-P101 | UL2_4_DPM1 | SPARE | SPARE | APF | UL3_7_VFD1:I.IO_1
UL3_7_VFD1 | SI0 | SPARE | [6 empty] | 11.200.1.59 | 35S-6D3-P101 | UL2_4_DPM1 | SPARE | SPARE | APF | UL3_7_VFD1:SI.In00Data
UL3_7_VFD1 | SI1 | SPARE | [6 empty] | 11.200.1.59 | 35S-6D3-P101 | UL2_4_DPM1 | SPARE | SPARE | APF | UL3_7_VFD1:SI.In01Data
UL3_7_VFD1 | SI2 | SPARE | [6 empty] | 11.200.1.59 | 35S-6D3-P101 | UL2_4_DPM1 | SPARE | SPARE | APF | UL3_7_VFD1:SI.In02Data
UL3_7_VFD1 | SI3 | SPARE | [6 empty] | 11.200.1.59 | 35S-6D3-P101 | UL2_4_DPM1 | SPARE | SPARE | APF | UL3_7_VFD1:SI.In03Data
UL3_7_VFD1 | SO0 | SPARE | [6 empty] | 11.200.1.59 | 35S-6D3-P101 | UL2_4_DPM1 | SPARE | SPARE | APF | UL3_7_VFD1:SO.Out00Output
UL3_8_VFD1 | I0 | UL3_8_VFD1_DISC | DISCONNECT AUX | [5 empty] | 11.200.1.60 | 35S-6D3-P101 | UL2_4_DPM1 | UL3_8_VFD1_DISC DISCONNECT AUX | I | APF | UL3_8_VFD1:I.In_0
UL3_8_VFD1 | I1 | UL3_8_ENC1 | ENCODER | [5 empty] | 11.200.1.60 | 35S-6D3-P101 | UL2_4_DPM1 | UL3_8_ENC1 ENCODER | I | APF | UL3_8_VFD1:I.In_1
UL3_8_VFD1 | I2 | UL3_8_TPE1 | TRACKING PHOTOEYE | [5 empty] | 11.200.1.60 | 35S-6D3-P101 | UL2_4_DPM1 | UL3_8_TPE1 TRACKING PHOTOEYE | I | APF | UL3_8_VFD1:I.In_2
UL3_8_VFD1 | I3 | SPARE | [6 empty] | 11.200.1.60 | 35S-6D3-P101 | UL2_4_DPM1 | SPARE | SPARE | APF | UL3_8_VFD1:I.In_3
UL3_8_VFD1 | IO0 | SPARE | [6 empty] | 11.200.1.60 | 35S-6D3-P101 | UL2_4_DPM1 | SPARE | SPARE | APF | UL3_8_VFD1:I.IO_0
UL3_8_VFD1 | IO1 | SPARE | [6 empty] | 11.200.1.60 | 35S-6D3-P101 | UL2_4_DPM1 | SPARE | SPARE | APF | UL3_8_VFD1:I.IO_1
UL3_8_VFD1 | SI0 | SPARE | [6 empty] | 11.200.1.60 | 35S-6D3-P101 | UL2_4_DPM1 | SPARE | SPARE | APF | UL3_8_VFD1:SI.In00Data
UL3_8_VFD1 | SI1 | SPARE | [6 empty] | 11.200.1.60 | 35S-6D3-P101 | UL2_4_DPM1 | SPARE | SPARE | APF | UL3_8_VFD1:SI.In01Data
UL3_8_VFD1 | SI2 | SPARE | [6 empty] | 11.200.1.60 | 35S-6D3-P101 | UL2_4_DPM1 | SPARE | SPARE | APF | UL3_8_VFD1:SI.In02Data
UL3_8_VFD1 | SI3 | SPARE | [6 empty] | 11.200.1.60 | 35S-6D3-P101 | UL2_4_DPM1 | SPARE | SPARE | APF | UL3_8_VFD1:SI.In03Data
UL3_8_VFD1 | SO0 | SPARE | [6 empty] | 11.200.1.60 | 35S-6D3-P101 | UL2_4_DPM1 | SPARE | SPARE | APF | UL3_8_VFD1:SO.Out00Output
UL4_10A_VFD1 | I0 | UL4_10A_VFD1_DISC | DISCONNECT AUX | [5 empty] | 11.200.1.72 | 35S-6D3-P101 | UL4_4_DPM1 | UL4_10A_VFD1_DISC DISCONNECT AUX | I | APF | UL4_10A_VFD1:I.In_0
UL4_10A_VFD1 | I1 | UL4_9_TPE3 | TRACKING PHOTOEYE | [5 empty] | 11.200.1.72 | 35S-6D3-P101 | UL4_4_DPM1 | UL4_9_TPE3 TRACKING PHOTOEYE | I | APF | UL4_10A_VFD1:I.In_1
UL4_10A_VFD1 | I2 | UL4_9_TPE4 | TRACKING PHOTOEYE | [5 empty] | 11.200.1.72 | 35S-6D3-P101 | UL4_4_DPM1 | UL4_9_TPE4 TRACKING PHOTOEYE | I | APF | UL4_10A_VFD1:I.In_2
UL4_10A_VFD1 | I3 | UL4_9_TPE5 | TRACKING PHOTOEYE | [5 empty] | 11.200.1.72 | 35S-6D3-P101 | UL4_4_DPM1 | UL4_9_TPE5 TRACKING PHOTOEYE | I | APF | UL4_10A_VFD1:I.In_3
UL4_10A_VFD1 | IO0 | UL4_9_JR1_PB | JAM RESET PUSHBUTTON | [5 empty] | 11.200.1.72 | 35S-6D3-P101 | UL4_4_DPM1 | UL4_9_JR1_PB JAM RESET PUSHBUTTON | I | APF | UL4_10A_VFD1:I.IO_0
UL4_10A_VFD1 | IO1 | UL4_9_JR1_PB_LT | JAM RESET PUSHBUTTON LIGHT | [5 empty] | 11.200.1.72 | 35S-6D3-P101 | UL4_4_DPM1 | UL4_9_JR1_PB_LT JAM RESET PUSHBUTTON LIGHT | O | APF | UL4_10A_VFD1:O.IO_1
UL4_10A_VFD1 | SI0 | SPARE | [6 empty] | 11.200.1.72 | 35S-6D3-P101 | UL4_4_DPM1 | SPARE | SPARE | APF | UL4_10A_VFD1:SI.In00Data
UL4_10A_VFD1 | SI1 | SPARE | [6 empty] | 11.200.1.72 | 35S-6D3-P101 | UL4_4_DPM1 | SPARE | SPARE | APF | UL4_10A_VFD1:SI.In01Data
UL4_10A_VFD1 | SI2 | SPARE | [6 empty] | 11.200.1.72 | 35S-6D3-P101 | UL4_4_DPM1 | SPARE | SPARE | APF | UL4_10A_VFD1:SI.In02Data
UL4_10A_VFD1 | SI3 | SPARE | [6 empty] | 11.200.1.72 | 35S-6D3-P101 | UL4_4_DPM1 | SPARE | SPARE | APF | UL4_10A_VFD1:SI.In03Data
UL4_10A_VFD1 | SO0 | SPARE | [6 empty] | 11.200.1.72 | 35S-6D3-P101 | UL4_4_DPM1 | SPARE | SPARE | APF | UL4_10A_VFD1:SO.Out00Output
UL4_10B_VFD1 | I0 | UL4_10B_VFD1_DISC | DISCONNECT AUX | [5 empty] | 11.200.1.73 | 35S-6D3-P101 | UL4_4_DPM1 | UL4_10B_VFD1_DISC DISCONNECT AUX | I | APF | UL4_10B_VFD1:I.In_0
UL4_10B_VFD1 | I1 | SPARE | [6 empty] | 11.200.1.73 | 35S-6D3-P101 | UL4_4_DPM1 | SPARE | SPARE | APF | UL4_10B_VFD1:I.In_1
UL4_10B_VFD1 | I2 | SPARE | [6 empty] | 11.200.1.73 | 35S-6D3-P101 | UL4_4_DPM1 | SPARE | SPARE | APF | UL4_10B_VFD1:I.In_2
UL4_10B_VFD1 | I3 | SPARE | [6 empty] | 11.200.1.73 | 35S-6D3-P101 | UL4_4_DPM1 | SPARE | SPARE | APF | UL4_10B_VFD1:I.In_3
UL4_10B_VFD1 | IO0 | UL4_9_JR2_PB | JAM RESET PUSHBUTTON | [5 empty] | 11.200.1.73 | 35S-6D3-P101 | UL4_4_DPM1 | UL4_9_JR2_PB JAM RESET PUSHBUTTON | I | APF | UL4_10B_VFD1:I.IO_0
UL4_10B_VFD1 | IO1 | UL4_9_JR2_PB_LT | JAM RESET PUSHBUTTON LIGHT | [5 empty] | 11.200.1.73 | 35S-6D3-P101 | UL4_4_DPM1 | UL4_9_JR2_PB_LT JAM RESET PUSHBUTTON LIGHT | O | APF | UL4_10B_VFD1:O.IO_1
UL4_10B_VFD1 | SI0 | SPARE | [6 empty] | 11.200.1.73 | 35S-6D3-P101 | UL4_4_DPM1 | SPARE | SPARE | APF | UL4_10B_VFD1:SI.In00Data
UL4_10B_VFD1 | SI1 | SPARE | [6 empty] | 11.200.1.73 | 35S-6D3-P101 | UL4_4_DPM1 | SPARE | SPARE | APF | UL4_10B_VFD1:SI.In01Data
UL4_10B_VFD1 | SI2 | SPARE | [6 empty] | 11.200.1.73 | 35S-6D3-P101 | UL4_4_DPM1 | SPARE | SPARE | APF | UL4_10B_VFD1:SI.In02Data
UL4_10B_VFD1 | SI3 | SPARE | [6 empty] | 11.200.1.73 | 35S-6D3-P101 | UL4_4_DPM1 | SPARE | SPARE | APF | UL4_10B_VFD1:SI.In03Data
UL4_10B_VFD1 | SO0 | SPARE | [6 empty] | 11.200.1.73 | 35S-6D3-P101 | UL4_4_DPM1 | SPARE | SPARE | APF | UL4_10B_VFD1:SO.Out00Output
UL4_5_VFD1 | I0 | UL4_5_VFD1_DISC | DISCONNECT AUX | [5 empty] | 11.200.1.67 | 35S-6D3-P101 | UL4_4_DPM1 | UL4_5_VFD1_DISC DISCONNECT AUX | I | APF | UL4_5_VFD1:I.In_0
UL4_5_VFD1 | I1 | UL4_5_ENC1 | ENCODER | [5 empty] | 11.200.1.67 | 35S-6D3-P101 | UL4_4_DPM1 | UL4_5_ENC1 ENCODER | I | APF | UL4_5_VFD1:I.In_1
UL4_5_VFD1 | I2 | UL4_5_TPE1 | TRACKING PHOTOEYE | [5 empty] | 11.200.1.67 | 35S-6D3-P101 | UL4_4_DPM1 | UL4_5_TPE1 TRACKING PHOTOEYE | I | APF | UL4_5_VFD1:I.In_2
UL4_5_VFD1 | I3 | SPARE | [6 empty] | 11.200.1.67 | 35S-6D3-P101 | UL4_4_DPM1 | SPARE | SPARE | APF | UL4_5_VFD1:I.In_3
UL4_5_VFD1 | IO0 | UL4_4_S1_PB | START PUSHBUTTON | [5 empty] | 11.200.1.67 | 35S-6D3-P101 | UL4_4_DPM1 | UL4_4_S1_PB START PUSHBUTTON | I | APF | UL4_5_VFD1:I.IO_0
UL4_5_VFD1 | IO1 | UL4_4_S1_PB_LT | START PUSHBUTTON LIGHT | [5 empty] | 11.200.1.67 | 35S-6D3-P101 | UL4_4_DPM1 | UL4_4_S1_PB_LT START PUSHBUTTON LIGHT | O | APF | UL4_5_VFD1:O.IO_1
UL4_5_VFD1 | SI0 | UL4_1_ESTOP1 | ESTOP OK | [5 empty] | 11.200.1.67 | 35S-6D3-P101 | UL4_4_DPM1 | UL4_1_ESTOP1 ESTOP OK | O | APF | UL4_5_VFD1:SI.In00Data
UL4_5_VFD1 | SI1 | SPARE | [6 empty] | 11.200.1.67 | 35S-6D3-P101 | UL4_4_DPM1 | SPARE | SPARE | APF | UL4_5_VFD1:SI.In01Data
UL4_5_VFD1 | SI2 | SPARE | [6 empty] | 11.200.1.67 | 35S-6D3-P101 | UL4_4_DPM1 | SPARE | SPARE | APF | UL4_5_VFD1:SI.In02Data
UL4_5_VFD1 | SI3 | SPARE | [6 empty] | 11.200.1.67 | 35S-6D3-P101 | UL4_4_DPM1 | SPARE | SPARE | APF | UL4_5_VFD1:SI.In03Data
UL4_5_VFD1 | SO0 | SPARE | [6 empty] | 11.200.1.67 | 35S-6D3-P101 | UL4_4_DPM1 | SPARE | SPARE | APF | UL4_5_VFD1:SO.Out00Output
UL4_6_VFD1 | I0 | UL4_6_VFD1_DISC | DISCONNECT AUX | [5 empty] | 11.200.1.68 | 35S-6D3-P101 | UL4_4_DPM1 | UL4_6_VFD1_DISC DISCONNECT AUX | I | APF | UL4_6_VFD1:I.In_0
UL4_6_VFD1 | I1 | UL4_6_ENC1 | ENCODER | [5 empty] | 11.200.1.68 | 35S-6D3-P101 | UL4_4_DPM1 | UL4_6_ENC1 ENCODER | I | APF | UL4_6_VFD1:I.In_1
UL4_6_VFD1 | I2 | UL4_6_TPE1 | TRACKING PHOTOEYE | [5 empty] | 11.200.1.68 | 35S-6D3-P101 | UL4_4_DPM1 | UL4_6_TPE1 TRACKING PHOTOEYE | I | APF | UL4_6_VFD1:I.In_2
UL4_6_VFD1 | I3 | SPARE | [6 empty] | 11.200.1.68 | 35S-6D3-P101 | UL4_4_DPM1 | SPARE | SPARE | APF | UL4_6_VFD1:I.In_3
UL4_6_VFD1 | IO0 | UL4_4_S2_PB | START PUSHBUTTON | [5 empty] | 11.200.1.68 | 35S-6D3-P101 | UL4_4_DPM1 | UL4_4_S2_PB START PUSHBUTTON | I | APF | UL4_6_VFD1:I.IO_0
UL4_6_VFD1 | IO1 | UL4_4_S2_PB_LT | START PUSHBUTTON LIGHT | [5 empty] | 11.200.1.68 | 35S-6D3-P101 | UL4_4_DPM1 | UL4_4_S2_PB_LT START PUSHBUTTON LIGHT | O | APF | UL4_6_VFD1:O.IO_1
UL4_6_VFD1 | SI0 | SPARE | [6 empty] | 11.200.1.68 | 35S-6D3-P101 | UL4_4_DPM1 | SPARE | SPARE | APF | UL4_6_VFD1:SI.In00Data
UL4_6_VFD1 | SI1 | SPARE | [6 empty] | 11.200.1.68 | 35S-6D3-P101 | UL4_4_DPM1 | SPARE | SPARE | APF | UL4_6_VFD1:SI.In01Data
UL4_6_VFD1 | SI2 | SPARE | [6 empty] | 11.200.1.68 | 35S-6D3-P101 | UL4_4_DPM1 | SPARE | SPARE | APF | UL4_6_VFD1:SI.In02Data
UL4_6_VFD1 | SI3 | SPARE | [6 empty] | 11.200.1.68 | 35S-6D3-P101 | UL4_4_DPM1 | SPARE | SPARE | APF | UL4_6_VFD1:SI.In03Data
UL4_6_VFD1 | SO0 | SPARE | [6 empty] | 11.200.1.68 | 35S-6D3-P101 | UL4_4_DPM1 | SPARE | SPARE | APF | UL4_6_VFD1:SO.Out00Output
UL4_7_VFD1 | I0 | UL4_7_VFD1_DISC | DISCONNECT AUX | [5 empty] | 11.200.1.69 | 35S-6D3-P101 | UL4_4_DPM1 | UL4_7_VFD1_DISC DISCONNECT AUX | I | APF | UL4_7_VFD1:I.In_0
UL4_7_VFD1 | I1 | UL4_7_ENC1 | ENCODER | [5 empty] | 11.200.1.69 | 35S-6D3-P101 | UL4_4_DPM1 | UL4_7_ENC1 ENCODER | I | APF | UL4_7_VFD1:I.In_1
UL4_7_VFD1 | I2 | UL4_7_TPE1 | TRACKING PHOTOEYE | [5 empty] | 11.200.1.69 | 35S-6D3-P101 | UL4_4_DPM1 | UL4_7_TPE1 TRACKING PHOTOEYE | I | APF | UL4_7_VFD1:I.In_2
UL4_7_VFD1 | I3 | SPARE | [6 empty] | 11.200.1.69 | 35S-6D3-P101 | UL4_4_DPM1 | SPARE | SPARE | APF | UL4_7_VFD1:I.In_3
UL4_7_VFD1 | IO0 | SPARE | [6 empty] | 11.200.1.69 | 35S-6D3-P101 | UL4_4_DPM1 | SPARE | SPARE | APF | UL4_7_VFD1:I.IO_0
UL4_7_VFD1 | IO1 | SPARE | [6 empty] | 11.200.1.69 | 35S-6D3-P101 | UL4_4_DPM1 | SPARE | SPARE | APF | UL4_7_VFD1:I.IO_1
UL4_7_VFD1 | SI0 | SPARE | [6 empty] | 11.200.1.69 | 35S-6D3-P101 | UL4_4_DPM1 | SPARE | SPARE | APF | UL4_7_VFD1:SI.In00Data
UL4_7_VFD1 | SI1 | SPARE | [6 empty] | 11.200.1.69 | 35S-6D3-P101 | UL4_4_DPM1 | SPARE | SPARE | APF | UL4_7_VFD1:SI.In01Data
UL4_7_VFD1 | SI2 | SPARE | [6 empty] | 11.200.1.69 | 35S-6D3-P101 | UL4_4_DPM1 | SPARE | SPARE | APF | UL4_7_VFD1:SI.In02Data
UL4_7_VFD1 | SI3 | SPARE | [6 empty] | 11.200.1.69 | 35S-6D3-P101 | UL4_4_DPM1 | SPARE | SPARE | APF | UL4_7_VFD1:SI.In03Data
UL4_7_VFD1 | SO0 | SPARE | [6 empty] | 11.200.1.69 | 35S-6D3-P101 | UL4_4_DPM1 | SPARE | SPARE | APF | UL4_7_VFD1:SO.Out00Output
UL4_8_VFD1 | I0 | UL4_8_VFD1_DISC | DISCONNECT AUX | [5 empty] | 11.200.1.70 | 35S-6D3-P101 | UL4_4_DPM1 | UL4_8_VFD1_DISC DISCONNECT AUX | I | APF | UL4_8_VFD1:I.In_0
UL4_8_VFD1 | I1 | UL4_8_ENC1 | ENCODER | [5 empty] | 11.200.1.70 | 35S-6D3-P101 | UL4_4_DPM1 | UL4_8_ENC1 ENCODER | I | APF | UL4_8_VFD1:I.In_1
UL4_8_VFD1 | I2 | UL4_8_TPE1 | TRACKING PHOTOEYE | [5 empty] | 11.200.1.70 | 35S-6D3-P101 | UL4_4_DPM1 | UL4_8_TPE1 TRACKING PHOTOEYE | I | APF | UL4_8_VFD1:I.In_2
UL4_8_VFD1 | I3 | SPARE | [6 empty] | 11.200.1.70 | 35S-6D3-P101 | UL4_4_DPM1 | SPARE | SPARE | APF | UL4_8_VFD1:I.In_3
UL4_8_VFD1 | IO0 | SPARE | [6 empty] | 11.200.1.70 | 35S-6D3-P101 | UL4_4_DPM1 | SPARE | SPARE | APF | UL4_8_VFD1:I.IO_0
UL4_8_VFD1 | IO1 | SPARE | [6 empty] | 11.200.1.70 | 35S-6D3-P101 | UL4_4_DPM1 | SPARE | SPARE | APF | UL4_8_VFD1:I.IO_1
UL4_8_VFD1 | SI0 | SPARE | [6 empty] | 11.200.1.70 | 35S-6D3-P101 | UL4_4_DPM1 | SPARE | SPARE | APF | UL4_8_VFD1:SI.In00Data
UL4_8_VFD1 | SI1 | SPARE | [6 empty] | 11.200.1.70 | 35S-6D3-P101 | UL4_4_DPM1 | SPARE | SPARE | APF | UL4_8_VFD1:SI.In01Data
UL4_8_VFD1 | SI2 | SPARE | [6 empty] | 11.200.1.70 | 35S-6D3-P101 | UL4_4_DPM1 | SPARE | SPARE | APF | UL4_8_VFD1:SI.In02Data
UL4_8_VFD1 | SI3 | SPARE | [6 empty] | 11.200.1.70 | 35S-6D3-P101 | UL4_4_DPM1 | SPARE | SPARE | APF | UL4_8_VFD1:SI.In03Data
UL4_8_VFD1 | SO0 | SPARE | [6 empty] | 11.200.1.70 | 35S-6D3-P101 | UL4_4_DPM1 | SPARE | SPARE | APF | UL4_8_VFD1:SO.Out00Output
UL5_6_VFD1 | I0 | UL5_6_VFD1_DISC | DISCONNECT AUX | [5 empty] | 11.200.1.82 | 35S-6D3-P101 | UL5_4_DPM1 | UL5_6_VFD1_DISC DISCONNECT AUX | I | APF | UL5_6_VFD1:I.In_0
UL5_6_VFD1 | I1 | UL5_6_ENC1 | ENCODER | [5 empty] | 11.200.1.82 | 35S-6D3-P101 | UL5_4_DPM1 | UL5_6_ENC1 ENCODER | I | APF | UL5_6_VFD1:I.In_1
UL5_6_VFD1 | I2 | UL5_6_TPE1 | TRACKING PHOTOEYE | [5 empty] | 11.200.1.82 | 35S-6D3-P101 | UL5_4_DPM1 | UL5_6_TPE1 TRACKING PHOTOEYE | I | APF | UL5_6_VFD1:I.In_2
UL5_6_VFD1 | I3 | UL5_6_TPE2 | TRACKING PHOTOEYE | [5 empty] | 11.200.1.82 | 35S-6D3-P101 | UL5_4_DPM1 | UL5_6_TPE2 TRACKING PHOTOEYE | I | APF | UL5_6_VFD1:I.In_3
UL5_6_VFD1 | IO0 | SPARE | [6 empty] | 11.200.1.82 | 35S-6D3-P101 | UL5_4_DPM1 | SPARE | SPARE | APF | UL5_6_VFD1:I.IO_0
UL5_6_VFD1 | IO1 | SPARE | [6 empty] | 11.200.1.82 | 35S-6D3-P101 | UL5_4_DPM1 | SPARE | SPARE | APF | UL5_6_VFD1:I.IO_1
UL5_6_VFD1 | SI0 | SPARE | [6 empty] | 11.200.1.82 | 35S-6D3-P101 | UL5_4_DPM1 | SPARE | SPARE | APF | UL5_6_VFD1:SI.In00Data
UL5_6_VFD1 | SI1 | SPARE | [6 empty] | 11.200.1.82 | 35S-6D3-P101 | UL5_4_DPM1 | SPARE | SPARE | APF | UL5_6_VFD1:SI.In01Data
UL5_6_VFD1 | SI2 | SPARE | [6 empty] | 11.200.1.82 | 35S-6D3-P101 | UL5_4_DPM1 | SPARE | SPARE | APF | UL5_6_VFD1:SI.In02Data
UL5_6_VFD1 | SI3 | SPARE | [6 empty] | 11.200.1.82 | 35S-6D3-P101 | UL5_4_DPM1 | SPARE | SPARE | APF | UL5_6_VFD1:SI.In03Data
UL5_6_VFD1 | SO0 | SPARE | [6 empty] | 11.200.1.82 | 35S-6D3-P101 | UL5_4_DPM1 | SPARE | SPARE | APF | UL5_6_VFD1:SO.Out00Output
UL5_7_VFD1 | I0 | UL5_7_VFD1_DISC | DISCONNECT AUX | [5 empty] | 11.200.1.83 | 35S-6D3-P101 | UL5_4_DPM1 | UL5_7_VFD1_DISC DISCONNECT AUX | I | APF | UL5_7_VFD1:I.In_0
UL5_7_VFD1 | I1 | UL5_7_ENC1 | ENCODER | [5 empty] | 11.200.1.83 | 35S-6D3-P101 | UL5_4_DPM1 | UL5_7_ENC1 ENCODER | I | APF | UL5_7_VFD1:I.In_1
UL5_7_VFD1 | I2 | UL5_7_TPE1 | TRACKING PHOTOEYE | [5 empty] | 11.200.1.83 | 35S-6D3-P101 | UL5_4_DPM1 | UL5_7_TPE1 TRACKING PHOTOEYE | I | APF | UL5_7_VFD1:I.In_2
UL5_7_VFD1 | I3 | SPARE | [6 empty] | 11.200.1.83 | 35S-6D3-P101 | UL5_4_DPM1 | SPARE | SPARE | APF | UL5_7_VFD1:I.In_3
UL5_7_VFD1 | IO0 | SPARE | [6 empty] | 11.200.1.83 | 35S-6D3-P101 | UL5_4_DPM1 | SPARE | SPARE | APF | UL5_7_VFD1:I.IO_0
UL5_7_VFD1 | IO1 | SPARE | [6 empty] | 11.200.1.83 | 35S-6D3-P101 | UL5_4_DPM1 | SPARE | SPARE | APF | UL5_7_VFD1:I.IO_1
UL5_7_VFD1 | SI0 | SPARE | [6 empty] | 11.200.1.83 | 35S-6D3-P101 | UL5_4_DPM1 | SPARE | SPARE | APF | UL5_7_VFD1:SI.In00Data
UL5_7_VFD1 | SI1 | SPARE | [6 empty] | 11.200.1.83 | 35S-6D3-P101 | UL5_4_DPM1 | SPARE | SPARE | APF | UL5_7_VFD1:SI.In01Data
UL5_7_VFD1 | SI2 | SPARE | [6 empty] | 11.200.1.83 | 35S-6D3-P101 | UL5_4_DPM1 | SPARE | SPARE | APF | UL5_7_VFD1:SI.In02Data
UL5_7_VFD1 | SI3 | SPARE | [6 empty] | 11.200.1.83 | 35S-6D3-P101 | UL5_4_DPM1 | SPARE | SPARE | APF | UL5_7_VFD1:SI.In03Data
UL5_7_VFD1 | SO0 | SPARE | [6 empty] | 11.200.1.83 | 35S-6D3-P101 | UL5_4_DPM1 | SPARE | SPARE | APF | UL5_7_VFD1:SO.Out00Output
UL5_8_VFD1 | I0 | UL5_8_VFD1_DISC | DISCONNECT AUX | [5 empty] | 11.200.1.84 | 35S-6D3-P101 | UL5_4_DPM1 | UL5_8_VFD1_DISC DISCONNECT AUX | I | APF | UL5_8_VFD1:I.In_0
UL5_8_VFD1 | I1 | UL5_8_ENC1 | ENCODER | [5 empty] | 11.200.1.84 | 35S-6D3-P101 | UL5_4_DPM1 | UL5_8_ENC1 ENCODER | I | APF | UL5_8_VFD1:I.In_1
UL5_8_VFD1 | I2 | UL5_8_TPE1 | TRACKING PHOTOEYE | [5 empty] | 11.200.1.84 | 35S-6D3-P101 | UL5_4_DPM1 | UL5_8_TPE1 TRACKING PHOTOEYE | I | APF | UL5_8_VFD1:I.In_2
UL5_8_VFD1 | I3 | SPARE | [6 empty] | 11.200.1.84 | 35S-6D3-P101 | UL5_4_DPM1 | SPARE | SPARE | APF | UL5_8_VFD1:I.In_3
UL5_8_VFD1 | IO0 | SPARE | [6 empty] | 11.200.1.84 | 35S-6D3-P101 | UL5_4_DPM1 | SPARE | SPARE | APF | UL5_8_VFD1:I.IO_0
UL5_8_VFD1 | IO1 | SPARE | [6 empty] | 11.200.1.84 | 35S-6D3-P101 | UL5_4_DPM1 | SPARE | SPARE | APF | UL5_8_VFD1:I.IO_1
UL5_8_VFD1 | SI0 | SPARE | [6 empty] | 11.200.1.84 | 35S-6D3-P101 | UL5_4_DPM1 | SPARE | SPARE | APF | UL5_8_VFD1:SI.In00Data
UL5_8_VFD1 | SI1 | SPARE | [6 empty] | 11.200.1.84 | 35S-6D3-P101 | UL5_4_DPM1 | SPARE | SPARE | APF | UL5_8_VFD1:SI.In01Data
UL5_8_VFD1 | SI2 | SPARE | [6 empty] | 11.200.1.84 | 35S-6D3-P101 | UL5_4_DPM1 | SPARE | SPARE | APF | UL5_8_VFD1:SI.In02Data
UL5_8_VFD1 | SI3 | SPARE | [6 empty] | 11.200.1.84 | 35S-6D3-P101 | UL5_4_DPM1 | SPARE | SPARE | APF | UL5_8_VFD1:SI.In03Data
UL5_8_VFD1 | SO0 | SPARE | [6 empty] | 11.200.1.84 | 35S-6D3-P101 | UL5_4_DPM1 | SPARE | SPARE | APF | UL5_8_VFD1:SO.Out00Output
UL5_9_VFD1 | I0 | UL5_9_VFD1_DISC | DISCONNECT AUX | [5 empty] | 11.200.1.85 | 35S-6D3-P101 | UL5_4_DPM1 | UL5_9_VFD1_DISC DISCONNECT AUX | I | APF | UL5_9_VFD1:I.In_0
UL5_9_VFD1 | I1 | UL5_9_ENC1 | ENCODER | [5 empty] | 11.200.1.85 | 35S-6D3-P101 | UL5_4_DPM1 | UL5_9_ENC1 ENCODER | I | APF | UL5_9_VFD1:I.In_1
UL5_9_VFD1 | I2 | UL5_9_TPE1 | TRACKING PHOTOEYE | [5 empty] | 11.200.1.85 | 35S-6D3-P101 | UL5_4_DPM1 | UL5_9_TPE1 TRACKING PHOTOEYE | I | APF | UL5_9_VFD1:I.In_2
UL5_9_VFD1 | I3 | SPARE | [6 empty] | 11.200.1.85 | 35S-6D3-P101 | UL5_4_DPM1 | SPARE | SPARE | APF | UL5_9_VFD1:I.In_3
UL5_9_VFD1 | IO0 | SPARE | [6 empty] | 11.200.1.85 | 35S-6D3-P101 | UL5_4_DPM1 | SPARE | SPARE | APF | UL5_9_VFD1:I.IO_0
UL5_9_VFD1 | IO1 | SPARE | [6 empty] | 11.200.1.85 | 35S-6D3-P101 | UL5_4_DPM1 | SPARE | SPARE | APF | UL5_9_VFD1:I.IO_1
UL5_9_VFD1 | SI0 | SPARE | [6 empty] | 11.200.1.85 | 35S-6D3-P101 | UL5_4_DPM1 | SPARE | SPARE | APF | UL5_9_VFD1:SI.In00Data
UL5_9_VFD1 | SI1 | SPARE | [6 empty] | 11.200.1.85 | 35S-6D3-P101 | UL5_4_DPM1 | SPARE | SPARE | APF | UL5_9_VFD1:SI.In01Data
UL5_9_VFD1 | SI2 | SPARE | [6 empty] | 11.200.1.85 | 35S-6D3-P101 | UL5_4_DPM1 | SPARE | SPARE | APF | UL5_9_VFD1:SI.In02Data
UL5_9_VFD1 | SI3 | SPARE | [6 empty] | 11.200.1.85 | 35S-6D3-P101 | UL5_4_DPM1 | SPARE | SPARE | APF | UL5_9_VFD1:SI.In03Data
UL5_9_VFD1 | SO0 | SPARE | [6 empty] | 11.200.1.85 | 35S-6D3-P101 | UL5_4_DPM1 | SPARE | SPARE | APF | UL5_9_VFD1:SO.Out00Output
UL6_5_VFD1 | I0 | UL6_5_VFD1_DISC | DISCONNECT AUX | [5 empty] | 11.200.1.91 | 35S-6D3-P101 | UL5_4_DPM1 | UL6_5_VFD1_DISC DISCONNECT AUX | I | APF | UL6_5_VFD1:I.In_0
UL6_5_VFD1 | I1 | UL6_5_ENC1 | ENCODER | [5 empty] | 11.200.1.91 | 35S-6D3-P101 | UL5_4_DPM1 | UL6_5_ENC1 ENCODER | I | APF | UL6_5_VFD1:I.In_1
UL6_5_VFD1 | I2 | UL6_5_TPE1 | TRACKING PHOTOEYE | [5 empty] | 11.200.1.91 | 35S-6D3-P101 | UL5_4_DPM1 | UL6_5_TPE1 TRACKING PHOTOEYE | I | APF | UL6_5_VFD1:I.In_2
UL6_5_VFD1 | I3 | SPARE | [6 empty] | 11.200.1.91 | 35S-6D3-P101 | UL5_4_DPM1 | SPARE | SPARE | APF | UL6_5_VFD1:I.In_3
UL6_5_VFD1 | IO0 | SPARE | [6 empty] | 11.200.1.91 | 35S-6D3-P101 | UL5_4_DPM1 | SPARE | SPARE | APF | UL6_5_VFD1:I.IO_0
UL6_5_VFD1 | IO1 | SPARE | [6 empty] | 11.200.1.91 | 35S-6D3-P101 | UL5_4_DPM1 | SPARE | SPARE | APF | UL6_5_VFD1:I.IO_1
UL6_5_VFD1 | SI0 | SPARE | [6 empty] | 11.200.1.91 | 35S-6D3-P101 | UL5_4_DPM1 | SPARE | SPARE | APF | UL6_5_VFD1:SI.In00Data
UL6_5_VFD1 | SI1 | SPARE | [6 empty] | 11.200.1.91 | 35S-6D3-P101 | UL5_4_DPM1 | SPARE | SPARE | APF | UL6_5_VFD1:SI.In01Data
UL6_5_VFD1 | SI2 | SPARE | [6 empty] | 11.200.1.91 | 35S-6D3-P101 | UL5_4_DPM1 | SPARE | SPARE | APF | UL6_5_VFD1:SI.In02Data
UL6_5_VFD1 | SI3 | SPARE | [6 empty] | 11.200.1.91 | 35S-6D3-P101 | UL5_4_DPM1 | SPARE | SPARE | APF | UL6_5_VFD1:SI.In03Data
UL6_5_VFD1 | SO0 | SPARE | [6 empty] | 11.200.1.91 | 35S-6D3-P101 | UL5_4_DPM1 | SPARE | SPARE | APF | UL6_5_VFD1:SO.Out00Output
UL6_6_VFD1 | I0 | UL6_6_VFD1_DISC | DISCONNECT AUX | [5 empty] | 11.200.1.92 | 35S-6D3-P101 | UL5_4_DPM1 | UL6_6_VFD1_DISC DISCONNECT AUX | I | APF | UL6_6_VFD1:I.In_0
UL6_6_VFD1 | I1 | UL6_6_ENC1 | ENCODER | [5 empty] | 11.200.1.92 | 35S-6D3-P101 | UL5_4_DPM1 | UL6_6_ENC1 ENCODER | I | APF | UL6_6_VFD1:I.In_1
UL6_6_VFD1 | I2 | UL6_6_TPE1 | TRACKING PHOTOEYE | [5 empty] | 11.200.1.92 | 35S-6D3-P101 | UL5_4_DPM1 | UL6_6_TPE1 TRACKING PHOTOEYE | I | APF | UL6_6_VFD1:I.In_2
UL6_6_VFD1 | I3 | SPARE | [6 empty] | 11.200.1.92 | 35S-6D3-P101 | UL5_4_DPM1 | SPARE | SPARE | APF | UL6_6_VFD1:I.In_3
UL6_6_VFD1 | IO0 | SPARE | [6 empty] | 11.200.1.92 | 35S-6D3-P101 | UL5_4_DPM1 | SPARE | SPARE | APF | UL6_6_VFD1:I.IO_0
UL6_6_VFD1 | IO1 | SPARE | [6 empty] | 11.200.1.92 | 35S-6D3-P101 | UL5_4_DPM1 | SPARE | SPARE | APF | UL6_6_VFD1:I.IO_1
UL6_6_VFD1 | SI0 | SPARE | [6 empty] | 11.200.1.92 | 35S-6D3-P101 | UL5_4_DPM1 | SPARE | SPARE | APF | UL6_6_VFD1:SI.In00Data
UL6_6_VFD1 | SI1 | SPARE | [6 empty] | 11.200.1.92 | 35S-6D3-P101 | UL5_4_DPM1 | SPARE | SPARE | APF | UL6_6_VFD1:SI.In01Data
UL6_6_VFD1 | SI2 | SPARE | [6 empty] | 11.200.1.92 | 35S-6D3-P101 | UL5_4_DPM1 | SPARE | SPARE | APF | UL6_6_VFD1:SI.In02Data
UL6_6_VFD1 | SI3 | SPARE | [6 empty] | 11.200.1.92 | 35S-6D3-P101 | UL5_4_DPM1 | SPARE | SPARE | APF | UL6_6_VFD1:SI.In03Data
UL6_6_VFD1 | SO0 | SPARE | [6 empty] | 11.200.1.92 | 35S-6D3-P101 | UL5_4_DPM1 | SPARE | SPARE | APF | UL6_6_VFD1:SO.Out00Output
UL6_7_VFD1 | I0 | UL6_7_VFD1_DISC | DISCONNECT AUX | [5 empty] | 11.200.1.93 | 35S-6D3-P101 | UL5_4_DPM1 | UL6_7_VFD1_DISC DISCONNECT AUX | I | APF | UL6_7_VFD1:I.In_0
UL6_7_VFD1 | I1 | UL6_7_ENC1 | ENCODER | [5 empty] | 11.200.1.93 | 35S-6D3-P101 | UL5_4_DPM1 | UL6_7_ENC1 ENCODER | I | APF | UL6_7_VFD1:I.In_1
UL6_7_VFD1 | I2 | UL6_7_TPE1 | TRACKING PHOTOEYE | [5 empty] | 11.200.1.93 | 35S-6D3-P101 | UL5_4_DPM1 | UL6_7_TPE1 TRACKING PHOTOEYE | I | APF | UL6_7_VFD1:I.In_2
UL6_7_VFD1 | I3 | SPARE | [6 empty] | 11.200.1.93 | 35S-6D3-P101 | UL5_4_DPM1 | SPARE | SPARE | APF | UL6_7_VFD1:I.In_3
UL6_7_VFD1 | IO0 | SPARE | [6 empty] | 11.200.1.93 | 35S-6D3-P101 | UL5_4_DPM1 | SPARE | SPARE | APF | UL6_7_VFD1:I.IO_0
UL6_7_VFD1 | IO1 | SPARE | [6 empty] | 11.200.1.93 | 35S-6D3-P101 | UL5_4_DPM1 | SPARE | SPARE | APF | UL6_7_VFD1:I.IO_1
UL6_7_VFD1 | SI0 | SPARE | [6 empty] | 11.200.1.93 | 35S-6D3-P101 | UL5_4_DPM1 | SPARE | SPARE | APF | UL6_7_VFD1:SI.In00Data
UL6_7_VFD1 | SI1 | SPARE | [6 empty] | 11.200.1.93 | 35S-6D3-P101 | UL5_4_DPM1 | SPARE | SPARE | APF | UL6_7_VFD1:SI.In01Data
UL6_7_VFD1 | SI2 | SPARE | [6 empty] | 11.200.1.93 | 35S-6D3-P101 | UL5_4_DPM1 | SPARE | SPARE | APF | UL6_7_VFD1:SI.In02Data
UL6_7_VFD1 | SI3 | SPARE | [6 empty] | 11.200.1.93 | 35S-6D3-P101 | UL5_4_DPM1 | SPARE | SPARE | APF | UL6_7_VFD1:SI.In03Data
UL6_7_VFD1 | SO0 | SPARE | [6 empty] | 11.200.1.93 | 35S-6D3-P101 | UL5_4_DPM1 | SPARE | SPARE | APF | UL6_7_VFD1:SO.Out00Output
UL6_8_VFD1 | I0 | UL6_8_VFD1_DISC | DISCONNECT AUX | [5 empty] | 11.200.1.94 | 35S-6D3-P101 | UL5_4_DPM1 | UL6_8_VFD1_DISC DISCONNECT AUX | I | APF | UL6_8_VFD1:I.In_0
UL6_8_VFD1 | I1 | UL6_8_ENC1 | ENCODER | [5 empty] | 11.200.1.94 | 35S-6D3-P101 | UL5_4_DPM1 | UL6_8_ENC1 ENCODER | I | APF | UL6_8_VFD1:I.In_1
UL6_8_VFD1 | I2 | UL6_8_TPE1 | TRACKING PHOTOEYE | [5 empty] | 11.200.1.94 | 35S-6D3-P101 | UL5_4_DPM1 | UL6_8_TPE1 TRACKING PHOTOEYE | I | APF | UL6_8_VFD1:I.In_2
UL6_8_VFD1 | I3 | SPARE | [6 empty] | 11.200.1.94 | 35S-6D3-P101 | UL5_4_DPM1 | SPARE | SPARE | APF | UL6_8_VFD1:I.In_3
UL6_8_VFD1 | IO0 | SPARE | [6 empty] | 11.200.1.94 | 35S-6D3-P101 | UL5_4_DPM1 | SPARE | SPARE | APF | UL6_8_VFD1:I.IO_0
UL6_8_VFD1 | IO1 | SPARE | [6 empty] | 11.200.1.94 | 35S-6D3-P101 | UL5_4_DPM1 | SPARE | SPARE | APF | UL6_8_VFD1:I.IO_1
UL6_8_VFD1 | SI0 | SPARE | [6 empty] | 11.200.1.94 | 35S-6D3-P101 | UL5_4_DPM1 | SPARE | SPARE | APF | UL6_8_VFD1:SI.In00Data
UL6_8_VFD1 | SI1 | SPARE | [6 empty] | 11.200.1.94 | 35S-6D3-P101 | UL5_4_DPM1 | SPARE | SPARE | APF | UL6_8_VFD1:SI.In01Data
UL6_8_VFD1 | SI2 | SPARE | [6 empty] | 11.200.1.94 | 35S-6D3-P101 | UL5_4_DPM1 | SPARE | SPARE | APF | UL6_8_VFD1:SI.In02Data
UL6_8_VFD1 | SI3 | SPARE | [6 empty] | 11.200.1.94 | 35S-6D3-P101 | UL5_4_DPM1 | SPARE | SPARE | APF | UL6_8_VFD1:SI.In03Data
UL6_8_VFD1 | SO0 | SPARE | [6 empty] | 11.200.1.94 | 35S-6D3-P101 | UL5_4_DPM1 | SPARE | SPARE | APF | UL6_8_VFD1:SO.Out00Output
UL7_10A_VFD1 | I0 | UL7_10A_VFD1_DISC | DISCONNECT AUX | [5 empty] | 11.200.1.106 | 35S-6D3-P101 | UL7_4_DPM1 | UL7_10A_VFD1_DISC DISCONNECT AUX | I | APF | UL7_10A_VFD1:I.In_0
UL7_10A_VFD1 | I1 | UL7_9_TPE4 | TRACKING PHOTOEYE | [5 empty] | 11.200.1.106 | 35S-6D3-P101 | UL7_4_DPM1 | UL7_9_TPE4 TRACKING PHOTOEYE | I | APF | UL7_10A_VFD1:I.In_1
UL7_10A_VFD1 | I2 | UL7_9_TPE5 | TRACKING PHOTOEYE | [5 empty] | 11.200.1.106 | 35S-6D3-P101 | UL7_4_DPM1 | UL7_9_TPE5 TRACKING PHOTOEYE | I | APF | UL7_10A_VFD1:I.In_2
UL7_10A_VFD1 | I3 | SPARE | [6 empty] | 11.200.1.106 | 35S-6D3-P101 | UL7_4_DPM1 | SPARE | SPARE | APF | UL7_10A_VFD1:I.In_3
UL7_10A_VFD1 | IO0 | UL7_9_S2_PB | START PUSHBUTTON | [5 empty] | 11.200.1.106 | 35S-6D3-P101 | UL7_4_DPM1 | UL7_9_S2_PB START PUSHBUTTON | I | APF | UL7_10A_VFD1:I.IO_0
UL7_10A_VFD1 | IO1 | UL7_9_S2_PB_LT | START PUSHBUTTON LIGHT | [5 empty] | 11.200.1.106 | 35S-6D3-P101 | UL7_4_DPM1 | UL7_9_S2_PB_LT START PUSHBUTTON LIGHT | O | APF | UL7_10A_VFD1:O.IO_1
UL7_10A_VFD1 | SI0 | SPARE | [6 empty] | 11.200.1.106 | 35S-6D3-P101 | UL7_4_DPM1 | SPARE | SPARE | APF | UL7_10A_VFD1:SI.In00Data
UL7_10A_VFD1 | SI1 | SPARE | [6 empty] | 11.200.1.106 | 35S-6D3-P101 | UL7_4_DPM1 | SPARE | SPARE | APF | UL7_10A_VFD1:SI.In01Data
UL7_10A_VFD1 | SI2 | SPARE | [6 empty] | 11.200.1.106 | 35S-6D3-P101 | UL7_4_DPM1 | SPARE | SPARE | APF | UL7_10A_VFD1:SI.In02Data
UL7_10A_VFD1 | SI3 | SPARE | [6 empty] | 11.200.1.106 | 35S-6D3-P101 | UL7_4_DPM1 | SPARE | SPARE | APF | UL7_10A_VFD1:SI.In03Data
UL7_10A_VFD1 | SO0 | SPARE | [6 empty] | 11.200.1.106 | 35S-6D3-P101 | UL7_4_DPM1 | SPARE | SPARE | APF | UL7_10A_VFD1:SO.Out00Output
UL7_10B_VFD1 | I0 | UL7_10B_VFD1_DISC | DISCONNECT AUX | [5 empty] | 11.200.1.107 | 35S-6D3-P101 | UL7_4_DPM1 | UL7_10B_VFD1_DISC DISCONNECT AUX | I | APF | UL7_10B_VFD1:I.In_0
UL7_10B_VFD1 | I1 | SPARE | [6 empty] | 11.200.1.107 | 35S-6D3-P101 | UL7_4_DPM1 | SPARE | SPARE | APF | UL7_10B_VFD1:I.In_1
UL7_10B_VFD1 | I2 | SPARE | [6 empty] | 11.200.1.107 | 35S-6D3-P101 | UL7_4_DPM1 | SPARE | SPARE | APF | UL7_10B_VFD1:I.In_2
UL7_10B_VFD1 | I3 | SPARE | [6 empty] | 11.200.1.107 | 35S-6D3-P101 | UL7_4_DPM1 | SPARE | SPARE | APF | UL7_10B_VFD1:I.In_3
UL7_10B_VFD1 | IO0 | SPARE | [6 empty] | 11.200.1.107 | 35S-6D3-P101 | UL7_4_DPM1 | SPARE | SPARE | APF | UL7_10B_VFD1:I.IO_0
UL7_10B_VFD1 | IO1 | SPARE | [6 empty] | 11.200.1.107 | 35S-6D3-P101 | UL7_4_DPM1 | SPARE | SPARE | APF | UL7_10B_VFD1:I.IO_1
UL7_10B_VFD1 | SI0 | SPARE | [6 empty] | 11.200.1.107 | 35S-6D3-P101 | UL7_4_DPM1 | SPARE | SPARE | APF | UL7_10B_VFD1:SI.In00Data
UL7_10B_VFD1 | SI1 | SPARE | [6 empty] | 11.200.1.107 | 35S-6D3-P101 | UL7_4_DPM1 | SPARE | SPARE | APF | UL7_10B_VFD1:SI.In01Data
UL7_10B_VFD1 | SI2 | SPARE | [6 empty] | 11.200.1.107 | 35S-6D3-P101 | UL7_4_DPM1 | SPARE | SPARE | APF | UL7_10B_VFD1:SI.In02Data
UL7_10B_VFD1 | SI3 | SPARE | [6 empty] | 11.200.1.107 | 35S-6D3-P101 | UL7_4_DPM1 | SPARE | SPARE | APF | UL7_10B_VFD1:SI.In03Data
UL7_10B_VFD1 | SO0 | SPARE | [6 empty] | 11.200.1.107 | 35S-6D3-P101 | UL7_4_DPM1 | SPARE | SPARE | APF | UL7_10B_VFD1:SO.Out00Output
UL7_5_VFD1 | I0 | UL7_5_VFD1_DISC | DISCONNECT AUX | [5 empty] | 11.200.1.101 | 35S-6D3-P101 | UL7_4_DPM1 | UL7_5_VFD1_DISC DISCONNECT AUX | I | APF | UL7_5_VFD1:I.In_0
UL7_5_VFD1 | I1 | UL7_5_ENC1 | ENCODER | [5 empty] | 11.200.1.101 | 35S-6D3-P101 | UL7_4_DPM1 | UL7_5_ENC1 ENCODER | I | APF | UL7_5_VFD1:I.In_1
UL7_5_VFD1 | I2 | UL7_5_TPE1 | TRACKING PHOTOEYE | [5 empty] | 11.200.1.101 | 35S-6D3-P101 | UL7_4_DPM1 | UL7_5_TPE1 TRACKING PHOTOEYE | I | APF | UL7_5_VFD1:I.In_2
UL7_5_VFD1 | I3 | SPARE | [6 empty] | 11.200.1.101 | 35S-6D3-P101 | UL7_4_DPM1 | SPARE | SPARE | APF | UL7_5_VFD1:I.In_3
UL7_5_VFD1 | IO0 | UL7_4_S2_PB | START PUSHBUTTON | [5 empty] | 11.200.1.101 | 35S-6D3-P101 | UL7_4_DPM1 | UL7_4_S2_PB START PUSHBUTTON | I | APF | UL7_5_VFD1:I.IO_0
UL7_5_VFD1 | IO1 | UL7_4_S2_PB_LT | START PUSHBUTTON LIGHT | [5 empty] | 11.200.1.101 | 35S-6D3-P101 | UL7_4_DPM1 | UL7_4_S2_PB_LT START PUSHBUTTON LIGHT | O | APF | UL7_5_VFD1:O.IO_1
UL7_5_VFD1 | SI0 | UL7_1_ESTOP1 | ESTOP OK | [5 empty] | 11.200.1.101 | 35S-6D3-P101 | UL7_4_DPM1 | UL7_1_ESTOP1 ESTOP OK | O | APF | UL7_5_VFD1:SI.In00Data
UL7_5_VFD1 | SI1 | SPARE | [6 empty] | 11.200.1.101 | 35S-6D3-P101 | UL7_4_DPM1 | SPARE | SPARE | APF | UL7_5_VFD1:SI.In01Data
UL7_5_VFD1 | SI2 | SPARE | [6 empty] | 11.200.1.101 | 35S-6D3-P101 | UL7_4_DPM1 | SPARE | SPARE | APF | UL7_5_VFD1:SI.In02Data
UL7_5_VFD1 | SI3 | SPARE | [6 empty] | 11.200.1.101 | 35S-6D3-P101 | UL7_4_DPM1 | SPARE | SPARE | APF | UL7_5_VFD1:SI.In03Data
UL7_5_VFD1 | SO0 | SPARE | [6 empty] | 11.200.1.101 | 35S-6D3-P101 | UL7_4_DPM1 | SPARE | SPARE | APF | UL7_5_VFD1:SO.Out00Output
UL7_6_VFD1 | I0 | UL7_6_VFD1_DISC | DISCONNECT AUX | [5 empty] | 11.200.1.102 | 35S-6D3-P101 | UL7_4_DPM1 | UL7_6_VFD1_DISC DISCONNECT AUX | I | APF | UL7_6_VFD1:I.In_0
UL7_6_VFD1 | I1 | UL7_6_ENC1 | ENCODER | [5 empty] | 11.200.1.102 | 35S-6D3-P101 | UL7_4_DPM1 | UL7_6_ENC1 ENCODER | I | APF | UL7_6_VFD1:I.In_1
UL7_6_VFD1 | I2 | UL7_6_TPE1 | TRACKING PHOTOEYE | [5 empty] | 11.200.1.102 | 35S-6D3-P101 | UL7_4_DPM1 | UL7_6_TPE1 TRACKING PHOTOEYE | I | APF | UL7_6_VFD1:I.In_2
UL7_6_VFD1 | I3 | SPARE | [6 empty] | 11.200.1.102 | 35S-6D3-P101 | UL7_4_DPM1 | SPARE | SPARE | APF | UL7_6_VFD1:I.In_3
UL7_6_VFD1 | IO0 | UL7_9_S1_PB | START PUSHBUTTON | [5 empty] | 11.200.1.102 | 35S-6D3-P101 | UL7_4_DPM1 | UL7_9_S1_PB START PUSHBUTTON | I | APF | UL7_6_VFD1:I.IO_0
UL7_6_VFD1 | IO1 | UL7_9_S1_PB_LT | START PUSHBUTTON LIGHT | [5 empty] | 11.200.1.102 | 35S-6D3-P101 | UL7_4_DPM1 | UL7_9_S1_PB_LT START PUSHBUTTON LIGHT | O | APF | UL7_6_VFD1:O.IO_1
UL7_6_VFD1 | SI0 | SPARE | [6 empty] | 11.200.1.102 | 35S-6D3-P101 | UL7_4_DPM1 | SPARE | SPARE | APF | UL7_6_VFD1:SI.In00Data
UL7_6_VFD1 | SI1 | SPARE | [6 empty] | 11.200.1.102 | 35S-6D3-P101 | UL7_4_DPM1 | SPARE | SPARE | APF | UL7_6_VFD1:SI.In01Data
UL7_6_VFD1 | SI2 | SPARE | [6 empty] | 11.200.1.102 | 35S-6D3-P101 | UL7_4_DPM1 | SPARE | SPARE | APF | UL7_6_VFD1:SI.In02Data
UL7_6_VFD1 | SI3 | SPARE | [6 empty] | 11.200.1.102 | 35S-6D3-P101 | UL7_4_DPM1 | SPARE | SPARE | APF | UL7_6_VFD1:SI.In03Data
UL7_6_VFD1 | SO0 | SPARE | [6 empty] | 11.200.1.102 | 35S-6D3-P101 | UL7_4_DPM1 | SPARE | SPARE | APF | UL7_6_VFD1:SO.Out00Output
UL7_7_VFD1 | I0 | UL7_7_VFD1_DISC | DISCONNECT AUX | [5 empty] | 11.200.1.103 | 35S-6D3-P101 | UL7_4_DPM1 | UL7_7_VFD1_DISC DISCONNECT AUX | I | APF | UL7_7_VFD1:I.In_0
UL7_7_VFD1 | I1 | UL7_7_ENC1 | ENCODER | [5 empty] | 11.200.1.103 | 35S-6D3-P101 | UL7_4_DPM1 | UL7_7_ENC1 ENCODER | I | APF | UL7_7_VFD1:I.In_1
UL7_7_VFD1 | I2 | UL7_7_TPE1 | TRACKING PHOTOEYE | [5 empty] | 11.200.1.103 | 35S-6D3-P101 | UL7_4_DPM1 | UL7_7_TPE1 TRACKING PHOTOEYE | I | APF | UL7_7_VFD1:I.In_2
UL7_7_VFD1 | I3 | SPARE | [6 empty] | 11.200.1.103 | 35S-6D3-P101 | UL7_4_DPM1 | SPARE | SPARE | APF | UL7_7_VFD1:I.In_3
UL7_7_VFD1 | IO0 | UL7_9_JR2_PB | JAM RESET PUSHBUTTON | [5 empty] | 11.200.1.103 | 35S-6D3-P101 | UL7_4_DPM1 | UL7_9_JR2_PB JAM RESET PUSHBUTTON | I | APF | UL7_7_VFD1:I.IO_0
UL7_7_VFD1 | IO1 | UL7_9_JR2_PB_LT | JAM RESET PUSHBUTTON LIGHT | [5 empty] | 11.200.1.103 | 35S-6D3-P101 | UL7_4_DPM1 | UL7_9_JR2_PB_LT JAM RESET PUSHBUTTON LIGHT | O | APF | UL7_7_VFD1:O.IO_1
UL7_7_VFD1 | SI0 | SPARE | [6 empty] | 11.200.1.103 | 35S-6D3-P101 | UL7_4_DPM1 | SPARE | SPARE | APF | UL7_7_VFD1:SI.In00Data
UL7_7_VFD1 | SI1 | SPARE | [6 empty] | 11.200.1.103 | 35S-6D3-P101 | UL7_4_DPM1 | SPARE | SPARE | APF | UL7_7_VFD1:SI.In01Data
UL7_7_VFD1 | SI2 | SPARE | [6 empty] | 11.200.1.103 | 35S-6D3-P101 | UL7_4_DPM1 | SPARE | SPARE | APF | UL7_7_VFD1:SI.In02Data
UL7_7_VFD1 | SI3 | SPARE | [6 empty] | 11.200.1.103 | 35S-6D3-P101 | UL7_4_DPM1 | SPARE | SPARE | APF | UL7_7_VFD1:SI.In03Data
UL7_7_VFD1 | SO0 | SPARE | [6 empty] | 11.200.1.103 | 35S-6D3-P101 | UL7_4_DPM1 | SPARE | SPARE | APF | UL7_7_VFD1:SO.Out00Output
UL7_8_VFD1 | I0 | UL7_8_VFD1_DISC | DISCONNECT AUX | [5 empty] | 11.200.1.104 | 35S-6D3-P101 | UL7_4_DPM1 | UL7_8_VFD1_DISC DISCONNECT AUX | I | APF | UL7_8_VFD1:I.In_0
UL7_8_VFD1 | I1 | UL7_8_ENC1 | ENCODER | [5 empty] | 11.200.1.104 | 35S-6D3-P101 | UL7_4_DPM1 | UL7_8_ENC1 ENCODER | I | APF | UL7_8_VFD1:I.In_1
UL7_8_VFD1 | I2 | UL7_8_TPE1 | TRACKING PHOTOEYE | [5 empty] | 11.200.1.104 | 35S-6D3-P101 | UL7_4_DPM1 | UL7_8_TPE1 TRACKING PHOTOEYE | I | APF | UL7_8_VFD1:I.In_2
UL7_8_VFD1 | I3 | SPARE | [6 empty] | 11.200.1.104 | 35S-6D3-P101 | UL7_4_DPM1 | SPARE | SPARE | APF | UL7_8_VFD1:I.In_3
UL7_8_VFD1 | IO0 | UL7_9_JR1_PB | JAM RESET PUSHBUTTON | [5 empty] | 11.200.1.104 | 35S-6D3-P101 | UL7_4_DPM1 | UL7_9_JR1_PB JAM RESET PUSHBUTTON | I | APF | UL7_8_VFD1:I.IO_0
UL7_8_VFD1 | IO1 | UL7_9_JR1_PB_LT | JAM RESET PUSHBUTTON LIGHT | [5 empty] | 11.200.1.104 | 35S-6D3-P101 | UL7_4_DPM1 | UL7_9_JR1_PB_LT JAM RESET PUSHBUTTON LIGHT | O | APF | UL7_8_VFD1:O.IO_1
UL7_8_VFD1 | SI0 | SPARE | [6 empty] | 11.200.1.104 | 35S-6D3-P101 | UL7_4_DPM1 | SPARE | SPARE | APF | UL7_8_VFD1:SI.In00Data
UL7_8_VFD1 | SI1 | SPARE | [6 empty] | 11.200.1.104 | 35S-6D3-P101 | UL7_4_DPM1 | SPARE | SPARE | APF | UL7_8_VFD1:SI.In01Data
UL7_8_VFD1 | SI2 | SPARE | [6 empty] | 11.200.1.104 | 35S-6D3-P101 | UL7_4_DPM1 | SPARE | SPARE | APF | UL7_8_VFD1:SI.In02Data
UL7_8_VFD1 | SI3 | SPARE | [6 empty] | 11.200.1.104 | 35S-6D3-P101 | UL7_4_DPM1 | SPARE | SPARE | APF | UL7_8_VFD1:SI.In03Data
UL7_8_VFD1 | SO0 | SPARE | [6 empty] | 11.200.1.104 | 35S-6D3-P101 | UL7_4_DPM1 | SPARE | SPARE | APF | UL7_8_VFD1:SO.Out00Output
UL8_5_VFD1 | I0 | UL8_5_VFD1_DISC | DISCONNECT AUX | [5 empty] | 11.200.1.116 | 35S-6D3-P101 | UL8_3_DPM1 | UL8_5_VFD1_DISC DISCONNECT AUX | I | APF | UL8_5_VFD1:I.In_0
UL8_5_VFD1 | I1 | UL8_5_ENC1 | ENCODER | [5 empty] | 11.200.1.116 | 35S-6D3-P101 | UL8_3_DPM1 | UL8_5_ENC1 ENCODER | I | APF | UL8_5_VFD1:I.In_1
UL8_5_VFD1 | I2 | UL8_5_TPE1 | TRACKING PHOTOEYE | [5 empty] | 11.200.1.116 | 35S-6D3-P101 | UL8_3_DPM1 | UL8_5_TPE1 TRACKING PHOTOEYE | I | APF | UL8_5_VFD1:I.In_2
UL8_5_VFD1 | I3 | UL8_5_TPE2 | TRACKING PHOTOEYE | [5 empty] | 11.200.1.116 | 35S-6D3-P101 | UL8_3_DPM1 | UL8_5_TPE2 TRACKING PHOTOEYE | I | APF | UL8_5_VFD1:I.In_3
UL8_5_VFD1 | IO0 | UL8_3_S2_PB | START PUSHBUTTON | [5 empty] | 11.200.1.116 | 35S-6D3-P101 | UL8_3_DPM1 | UL8_3_S2_PB START PUSHBUTTON | I | APF | UL8_5_VFD1:I.IO_0
UL8_5_VFD1 | IO1 | UL8_3_S2_PB_LT | START PUSHBUTTON LIGHT | [5 empty] | 11.200.1.116 | 35S-6D3-P101 | UL8_3_DPM1 | UL8_3_S2_PB_LT START PUSHBUTTON LIGHT | O | APF | UL8_5_VFD1:O.IO_1
UL8_5_VFD1 | SI0 | SPARE | [6 empty] | 11.200.1.116 | 35S-6D3-P101 | UL8_3_DPM1 | SPARE | SPARE | APF | UL8_5_VFD1:SI.In00Data
UL8_5_VFD1 | SI1 | SPARE | [6 empty] | 11.200.1.116 | 35S-6D3-P101 | UL8_3_DPM1 | SPARE | SPARE | APF | UL8_5_VFD1:SI.In01Data
UL8_5_VFD1 | SI2 | SPARE | [6 empty] | 11.200.1.116 | 35S-6D3-P101 | UL8_3_DPM1 | SPARE | SPARE | APF | UL8_5_VFD1:SI.In02Data
UL8_5_VFD1 | SI3 | SPARE | [6 empty] | 11.200.1.116 | 35S-6D3-P101 | UL8_3_DPM1 | SPARE | SPARE | APF | UL8_5_VFD1:SI.In03Data
UL8_5_VFD1 | SO0 | SPARE | [6 empty] | 11.200.1.116 | 35S-6D3-P101 | UL8_3_DPM1 | SPARE | SPARE | APF | UL8_5_VFD1:SO.Out00Output
UL8_6_VFD1 | I0 | UL8_6_VFD1_DISC | DISCONNECT AUX | [5 empty] | 11.200.1.117 | 35S-6D3-P101 | UL8_3_DPM1 | UL8_6_VFD1_DISC DISCONNECT AUX | I | APF | UL8_6_VFD1:I.In_0
UL8_6_VFD1 | I1 | UL8_6_ENC1 | ENCODER | [5 empty] | 11.200.1.117 | 35S-6D3-P101 | UL8_3_DPM1 | UL8_6_ENC1 ENCODER | I | APF | UL8_6_VFD1:I.In_1
UL8_6_VFD1 | I2 | UL8_6_TPE1 | TRACKING PHOTOEYE | [5 empty] | 11.200.1.117 | 35S-6D3-P101 | UL8_3_DPM1 | UL8_6_TPE1 TRACKING PHOTOEYE | I | APF | UL8_6_VFD1:I.In_2
UL8_6_VFD1 | I3 | SPARE | [6 empty] | 11.200.1.117 | 35S-6D3-P101 | UL8_3_DPM1 | SPARE | SPARE | APF | UL8_6_VFD1:I.In_3
UL8_6_VFD1 | IO0 | SPARE | [6 empty] | 11.200.1.117 | 35S-6D3-P101 | UL8_3_DPM1 | SPARE | SPARE | APF | UL8_6_VFD1:I.IO_0
UL8_6_VFD1 | IO1 | SPARE | [6 empty] | 11.200.1.117 | 35S-6D3-P101 | UL8_3_DPM1 | SPARE | SPARE | APF | UL8_6_VFD1:I.IO_1
UL8_6_VFD1 | SI0 | SPARE | [6 empty] | 11.200.1.117 | 35S-6D3-P101 | UL8_3_DPM1 | SPARE | SPARE | APF | UL8_6_VFD1:SI.In00Data
UL8_6_VFD1 | SI1 | SPARE | [6 empty] | 11.200.1.117 | 35S-6D3-P101 | UL8_3_DPM1 | SPARE | SPARE | APF | UL8_6_VFD1:SI.In01Data
UL8_6_VFD1 | SI2 | SPARE | [6 empty] | 11.200.1.117 | 35S-6D3-P101 | UL8_3_DPM1 | SPARE | SPARE | APF | UL8_6_VFD1:SI.In02Data
UL8_6_VFD1 | SI3 | SPARE | [6 empty] | 11.200.1.117 | 35S-6D3-P101 | UL8_3_DPM1 | SPARE | SPARE | APF | UL8_6_VFD1:SI.In03Data
UL8_6_VFD1 | SO0 | SPARE | [6 empty] | 11.200.1.117 | 35S-6D3-P101 | UL8_3_DPM1 | SPARE | SPARE | APF | UL8_6_VFD1:SO.Out00Output
UL8_7_VFD1 | I0 | UL8_7_VFD1_DISC | DISCONNECT AUX | [5 empty] | 11.200.1.118 | 35S-6D3-P101 | UL8_3_DPM1 | UL8_7_VFD1_DISC DISCONNECT AUX | I | APF | UL8_7_VFD1:I.In_0
UL8_7_VFD1 | I1 | UL8_7_ENC1 | ENCODER | [5 empty] | 11.200.1.118 | 35S-6D3-P101 | UL8_3_DPM1 | UL8_7_ENC1 ENCODER | I | APF | UL8_7_VFD1:I.In_1
UL8_7_VFD1 | I2 | UL8_7_TPE1 | TRACKING PHOTOEYE | [5 empty] | 11.200.1.118 | 35S-6D3-P101 | UL8_3_DPM1 | UL8_7_TPE1 TRACKING PHOTOEYE | I | APF | UL8_7_VFD1:I.In_2
UL8_7_VFD1 | I3 | SPARE | [6 empty] | 11.200.1.118 | 35S-6D3-P101 | UL8_3_DPM1 | SPARE | SPARE | APF | UL8_7_VFD1:I.In_3
UL8_7_VFD1 | IO0 | SPARE | [6 empty] | 11.200.1.118 | 35S-6D3-P101 | UL8_3_DPM1 | SPARE | SPARE | APF | UL8_7_VFD1:I.IO_0
UL8_7_VFD1 | IO1 | SPARE | [6 empty] | 11.200.1.118 | 35S-6D3-P101 | UL8_3_DPM1 | SPARE | SPARE | APF | UL8_7_VFD1:I.IO_1
UL8_7_VFD1 | SI0 | SPARE | [6 empty] | 11.200.1.118 | 35S-6D3-P101 | UL8_3_DPM1 | SPARE | SPARE | APF | UL8_7_VFD1:SI.In00Data
UL8_7_VFD1 | SI1 | SPARE | [6 empty] | 11.200.1.118 | 35S-6D3-P101 | UL8_3_DPM1 | SPARE | SPARE | APF | UL8_7_VFD1:SI.In01Data
UL8_7_VFD1 | SI2 | SPARE | [6 empty] | 11.200.1.118 | 35S-6D3-P101 | UL8_3_DPM1 | SPARE | SPARE | APF | UL8_7_VFD1:SI.In02Data
UL8_7_VFD1 | SI3 | SPARE | [6 empty] | 11.200.1.118 | 35S-6D3-P101 | UL8_3_DPM1 | SPARE | SPARE | APF | UL8_7_VFD1:SI.In03Data
UL8_7_VFD1 | SO0 | SPARE | [6 empty] | 11.200.1.118 | 35S-6D3-P101 | UL8_3_DPM1 | SPARE | SPARE | APF | UL8_7_VFD1:SO.Out00Output
UL8_8_VFD1 | I0 | UL8_8_VFD1_DISC | DISCONNECT AUX | [5 empty] | 11.200.1.119 | 35S-6D3-P101 | UL8_3_DPM1 | UL8_8_VFD1_DISC DISCONNECT AUX | I | APF | UL8_8_VFD1:I.In_0
UL8_8_VFD1 | I1 | UL8_8_ENC1 | ENCODER | [5 empty] | 11.200.1.119 | 35S-6D3-P101 | UL8_3_DPM1 | UL8_8_ENC1 ENCODER | I | APF | UL8_8_VFD1:I.In_1
UL8_8_VFD1 | I2 | UL8_8_TPE1 | TRACKING PHOTOEYE | [5 empty] | 11.200.1.119 | 35S-6D3-P101 | UL8_3_DPM1 | UL8_8_TPE1 TRACKING PHOTOEYE | I | APF | UL8_8_VFD1:I.In_2
UL8_8_VFD1 | I3 | SPARE | [6 empty] | 11.200.1.119 | 35S-6D3-P101 | UL8_3_DPM1 | SPARE | SPARE | APF | UL8_8_VFD1:I.In_3
UL8_8_VFD1 | IO0 | SPARE | [6 empty] | 11.200.1.119 | 35S-6D3-P101 | UL8_3_DPM1 | SPARE | SPARE | APF | UL8_8_VFD1:I.IO_0
UL8_8_VFD1 | IO1 | SPARE | [6 empty] | 11.200.1.119 | 35S-6D3-P101 | UL8_3_DPM1 | SPARE | SPARE | APF | UL8_8_VFD1:I.IO_1
UL8_8_VFD1 | SI0 | SPARE | [6 empty] | 11.200.1.119 | 35S-6D3-P101 | UL8_3_DPM1 | SPARE | SPARE | APF | UL8_8_VFD1:SI.In00Data
UL8_8_VFD1 | SI1 | SPARE | [6 empty] | 11.200.1.119 | 35S-6D3-P101 | UL8_3_DPM1 | SPARE | SPARE | APF | UL8_8_VFD1:SI.In01Data
UL8_8_VFD1 | SI2 | SPARE | [6 empty] | 11.200.1.119 | 35S-6D3-P101 | UL8_3_DPM1 | SPARE | SPARE | APF | UL8_8_VFD1:SI.In02Data
UL8_8_VFD1 | SI3 | SPARE | [6 empty] | 11.200.1.119 | 35S-6D3-P101 | UL8_3_DPM1 | SPARE | SPARE | APF | UL8_8_VFD1:SI.In03Data
UL8_8_VFD1 | SO0 | SPARE | [6 empty] | 11.200.1.119 | 35S-6D3-P101 | UL8_3_DPM1 | SPARE | SPARE | APF | UL8_8_VFD1:SO.Out00Output
UL9_10_VFD1 | I0 | UL9_10_VFD1_DISC | DISCONNECT AUX | [5 empty] | 11.200.1.129 | 35S-6D3-P101 | UL8_3_DPM1 | UL9_10_VFD1_DISC DISCONNECT AUX | I | APF | UL9_10_VFD1:I.In_0
UL9_10_VFD1 | I1 | UL9_10_ENC1 | ENCODER | [5 empty] | 11.200.1.129 | 35S-6D3-P101 | UL8_3_DPM1 | UL9_10_ENC1 ENCODER | I | APF | UL9_10_VFD1:I.In_1
UL9_10_VFD1 | I2 | UL9_10_TPE1 | TRACKING PHOTOEYE | [5 empty] | 11.200.1.129 | 35S-6D3-P101 | UL8_3_DPM1 | UL9_10_TPE1 TRACKING PHOTOEYE | I | APF | UL9_10_VFD1:I.In_2
UL9_10_VFD1 | I3 | SPARE | [6 empty] | 11.200.1.129 | 35S-6D3-P101 | UL8_3_DPM1 | SPARE | SPARE | APF | UL9_10_VFD1:I.In_3
UL9_10_VFD1 | IO0 | SPARE | [6 empty] | 11.200.1.129 | 35S-6D3-P101 | UL8_3_DPM1 | SPARE | SPARE | APF | UL9_10_VFD1:I.IO_0
UL9_10_VFD1 | IO1 | SPARE | [6 empty] | 11.200.1.129 | 35S-6D3-P101 | UL8_3_DPM1 | SPARE | SPARE | APF | UL9_10_VFD1:I.IO_1
UL9_10_VFD1 | SI0 | SPARE | [6 empty] | 11.200.1.129 | 35S-6D3-P101 | UL8_3_DPM1 | SPARE | SPARE | APF | UL9_10_VFD1:SI.In00Data
UL9_10_VFD1 | SI1 | SPARE | [6 empty] | 11.200.1.129 | 35S-6D3-P101 | UL8_3_DPM1 | SPARE | SPARE | APF | UL9_10_VFD1:SI.In01Data
UL9_10_VFD1 | SI2 | SPARE | [6 empty] | 11.200.1.129 | 35S-6D3-P101 | UL8_3_DPM1 | SPARE | SPARE | APF | UL9_10_VFD1:SI.In02Data
UL9_10_VFD1 | SI3 | SPARE | [6 empty] | 11.200.1.129 | 35S-6D3-P101 | UL8_3_DPM1 | SPARE | SPARE | APF | UL9_10_VFD1:SI.In03Data
UL9_10_VFD1 | SO0 | SPARE | [6 empty] | 11.200.1.129 | 35S-6D3-P101 | UL8_3_DPM1 | SPARE | SPARE | APF | UL9_10_VFD1:SO.Out00Output
UL9_6_VFD1 | I0 | UL9_6_VFD1_DISC | DISCONNECT AUX | [5 empty] | 11.200.1.125 | 35S-6D3-P101 | UL8_3_DPM1 | UL9_6_VFD1_DISC DISCONNECT AUX | I | APF | UL9_6_VFD1:I.In_0
UL9_6_VFD1 | I1 | UL9_6_ENC1 | ENCODER | [5 empty] | 11.200.1.125 | 35S-6D3-P101 | UL8_3_DPM1 | UL9_6_ENC1 ENCODER | I | APF | UL9_6_VFD1:I.In_1
UL9_6_VFD1 | I2 | UL9_6_TPE1 | TRACKING PHOTOEYE | [5 empty] | 11.200.1.125 | 35S-6D3-P101 | UL8_3_DPM1 | UL9_6_TPE1 TRACKING PHOTOEYE | I | APF | UL9_6_VFD1:I.In_2
UL9_6_VFD1 | I3 | UL9_6_TPE2 | TRACKING PHOTOEYE | [5 empty] | 11.200.1.125 | 35S-6D3-P101 | UL8_3_DPM1 | UL9_6_TPE2 TRACKING PHOTOEYE | I | APF | UL9_6_VFD1:I.In_3
UL9_6_VFD1 | IO0 | UL9_4_S2_PB | START PUSHBUTTON | [5 empty] | 11.200.1.125 | 35S-6D3-P101 | UL8_3_DPM1 | UL9_4_S2_PB START PUSHBUTTON | I | APF | UL9_6_VFD1:I.IO_0
UL9_6_VFD1 | IO1 | UL9_4_S2_PB_LT | START PUSHBUTTON LIGHT | [5 empty] | 11.200.1.125 | 35S-6D3-P101 | UL8_3_DPM1 | UL9_4_S2_PB_LT START PUSHBUTTON LIGHT | O | APF | UL9_6_VFD1:O.IO_1
UL9_6_VFD1 | SI0 | SPARE | [6 empty] | 11.200.1.125 | 35S-6D3-P101 | UL8_3_DPM1 | SPARE | SPARE | APF | UL9_6_VFD1:SI.In00Data
UL9_6_VFD1 | SI1 | SPARE | [6 empty] | 11.200.1.125 | 35S-6D3-P101 | UL8_3_DPM1 | SPARE | SPARE | APF | UL9_6_VFD1:SI.In01Data
UL9_6_VFD1 | SI2 | SPARE | [6 empty] | 11.200.1.125 | 35S-6D3-P101 | UL8_3_DPM1 | SPARE | SPARE | APF | UL9_6_VFD1:SI.In02Data
UL9_6_VFD1 | SI3 | SPARE | [6 empty] | 11.200.1.125 | 35S-6D3-P101 | UL8_3_DPM1 | SPARE | SPARE | APF | UL9_6_VFD1:SI.In03Data
UL9_6_VFD1 | SO0 | SPARE | [6 empty] | 11.200.1.125 | 35S-6D3-P101 | UL8_3_DPM1 | SPARE | SPARE | APF | UL9_6_VFD1:SO.Out00Output
UL9_7_VFD1 | I0 | UL9_7_VFD1_DISC | DISCONNECT AUX | [5 empty] | 11.200.1.126 | 35S-6D3-P101 | UL8_3_DPM1 | UL9_7_VFD1_DISC DISCONNECT AUX | I | APF | UL9_7_VFD1:I.In_0
UL9_7_VFD1 | I1 | UL9_7_ENC1 | ENCODER | [5 empty] | 11.200.1.126 | 35S-6D3-P101 | UL8_3_DPM1 | UL9_7_ENC1 ENCODER | I | APF | UL9_7_VFD1:I.In_1
UL9_7_VFD1 | I2 | UL9_7_TPE1 | TRACKING PHOTOEYE | [5 empty] | 11.200.1.126 | 35S-6D3-P101 | UL8_3_DPM1 | UL9_7_TPE1 TRACKING PHOTOEYE | I | APF | UL9_7_VFD1:I.In_2
UL9_7_VFD1 | I3 | SPARE | [6 empty] | 11.200.1.126 | 35S-6D3-P101 | UL8_3_DPM1 | SPARE | SPARE | APF | UL9_7_VFD1:I.In_3
UL9_7_VFD1 | IO0 | SPARE | [6 empty] | 11.200.1.126 | 35S-6D3-P101 | UL8_3_DPM1 | SPARE | SPARE | APF | UL9_7_VFD1:I.IO_0
UL9_7_VFD1 | IO1 | SPARE | [6 empty] | 11.200.1.126 | 35S-6D3-P101 | UL8_3_DPM1 | SPARE | SPARE | APF | UL9_7_VFD1:I.IO_1
UL9_7_VFD1 | SI0 | SPARE | [6 empty] | 11.200.1.126 | 35S-6D3-P101 | UL8_3_DPM1 | SPARE | SPARE | APF | UL9_7_VFD1:SI.In00Data
UL9_7_VFD1 | SI1 | SPARE | [6 empty] | 11.200.1.126 | 35S-6D3-P101 | UL8_3_DPM1 | SPARE | SPARE | APF | UL9_7_VFD1:SI.In01Data
UL9_7_VFD1 | SI2 | SPARE | [6 empty] | 11.200.1.126 | 35S-6D3-P101 | UL8_3_DPM1 | SPARE | SPARE | APF | UL9_7_VFD1:SI.In02Data
UL9_7_VFD1 | SI3 | SPARE | [6 empty] | 11.200.1.126 | 35S-6D3-P101 | UL8_3_DPM1 | SPARE | SPARE | APF | UL9_7_VFD1:SI.In03Data
UL9_7_VFD1 | SO0 | SPARE | [6 empty] | 11.200.1.126 | 35S-6D3-P101 | UL8_3_DPM1 | SPARE | SPARE | APF | UL9_7_VFD1:SO.Out00Output
UL9_8_VFD1 | I0 | UL9_8_VFD1_DISC | DISCONNECT AUX | [5 empty] | 11.200.1.127 | 35S-6D3-P101 | UL8_3_DPM1 | UL9_8_VFD1_DISC DISCONNECT AUX | I | APF | UL9_8_VFD1:I.In_0
UL9_8_VFD1 | I1 | UL9_8_ENC1 | ENCODER | [5 empty] | 11.200.1.127 | 35S-6D3-P101 | UL8_3_DPM1 | UL9_8_ENC1 ENCODER | I | APF | UL9_8_VFD1:I.In_1
UL9_8_VFD1 | I2 | UL9_8_TPE1 | TRACKING PHOTOEYE | [5 empty] | 11.200.1.127 | 35S-6D3-P101 | UL8_3_DPM1 | UL9_8_TPE1 TRACKING PHOTOEYE | I | APF | UL9_8_VFD1:I.In_2
UL9_8_VFD1 | I3 | SPARE | [6 empty] | 11.200.1.127 | 35S-6D3-P101 | UL8_3_DPM1 | SPARE | SPARE | APF | UL9_8_VFD1:I.In_3
UL9_8_VFD1 | IO0 | SPARE | [6 empty] | 11.200.1.127 | 35S-6D3-P101 | UL8_3_DPM1 | SPARE | SPARE | APF | UL9_8_VFD1:I.IO_0
UL9_8_VFD1 | IO1 | SPARE | [6 empty] | 11.200.1.127 | 35S-6D3-P101 | UL8_3_DPM1 | SPARE | SPARE | APF | UL9_8_VFD1:I.IO_1
UL9_8_VFD1 | SI0 | SPARE | [6 empty] | 11.200.1.127 | 35S-6D3-P101 | UL8_3_DPM1 | SPARE | SPARE | APF | UL9_8_VFD1:SI.In00Data
UL9_8_VFD1 | SI1 | SPARE | [6 empty] | 11.200.1.127 | 35S-6D3-P101 | UL8_3_DPM1 | SPARE | SPARE | APF | UL9_8_VFD1:SI.In01Data
UL9_8_VFD1 | SI2 | SPARE | [6 empty] | 11.200.1.127 | 35S-6D3-P101 | UL8_3_DPM1 | SPARE | SPARE | APF | UL9_8_VFD1:SI.In02Data
UL9_8_VFD1 | SI3 | SPARE | [6 empty] | 11.200.1.127 | 35S-6D3-P101 | UL8_3_DPM1 | SPARE | SPARE | APF | UL9_8_VFD1:SI.In03Data
UL9_8_VFD1 | SO0 | SPARE | [6 empty] | 11.200.1.127 | 35S-6D3-P101 | UL8_3_DPM1 | SPARE | SPARE | APF | UL9_8_VFD1:SO.Out00Output
UL9_9_VFD1 | I0 | UL9_9_VFD1_DISC | DISCONNECT AUX | [5 empty] | 11.200.1.128 | 35S-6D3-P101 | UL8_3_DPM1 | UL9_9_VFD1_DISC DISCONNECT AUX | I | APF | UL9_9_VFD1:I.In_0
UL9_9_VFD1 | I1 | UL9_9_ENC1 | ENCODER | [5 empty] | 11.200.1.128 | 35S-6D3-P101 | UL8_3_DPM1 | UL9_9_ENC1 ENCODER | I | APF | UL9_9_VFD1:I.In_1
UL9_9_VFD1 | I2 | UL9_9_TPE1 | TRACKING PHOTOEYE | [5 empty] | 11.200.1.128 | 35S-6D3-P101 | UL8_3_DPM1 | UL9_9_TPE1 TRACKING PHOTOEYE | I | APF | UL9_9_VFD1:I.In_2
UL9_9_VFD1 | I3 | SPARE | [6 empty] | 11.200.1.128 | 35S-6D3-P101 | UL8_3_DPM1 | SPARE | SPARE | APF | UL9_9_VFD1:I.In_3
UL9_9_VFD1 | IO0 | SPARE | [6 empty] | 11.200.1.128 | 35S-6D3-P101 | UL8_3_DPM1 | SPARE | SPARE | APF | UL9_9_VFD1:I.IO_0
UL9_9_VFD1 | IO1 | SPARE | [6 empty] | 11.200.1.128 | 35S-6D3-P101 | UL8_3_DPM1 | SPARE | SPARE | APF | UL9_9_VFD1:I.IO_1
UL9_9_VFD1 | SI0 | SPARE | [6 empty] | 11.200.1.128 | 35S-6D3-P101 | UL8_3_DPM1 | SPARE | SPARE | APF | UL9_9_VFD1:SI.In00Data
UL9_9_VFD1 | SI1 | SPARE | [6 empty] | 11.200.1.128 | 35S-6D3-P101 | UL8_3_DPM1 | SPARE | SPARE | APF | UL9_9_VFD1:SI.In01Data
UL9_9_VFD1 | SI2 | SPARE | [6 empty] | 11.200.1.128 | 35S-6D3-P101 | UL8_3_DPM1 | SPARE | SPARE | APF | UL9_9_VFD1:SI.In02Data
UL9_9_VFD1 | SI3 | SPARE | [6 empty] | 11.200.1.128 | 35S-6D3-P101 | UL8_3_DPM1 | SPARE | SPARE | APF | UL9_9_VFD1:SI.In03Data
UL9_9_VFD1 | SO0 | SPARE | [6 empty] | 11.200.1.128 | 35S-6D3-P101 | UL8_3_DPM1 | SPARE | SPARE | APF | UL9_9_VFD1:SO.Out00Output
PS1_5_VFD1 | I0 | PS1_5_VFD1_DISC | DISCONNECT AUX | [5 empty] | 11.200.1.173 | 35S-6D4-P111 | PS1_4_DPM1 | PS1_5_VFD1_DISC DISCONNECT AUX | I | APF | PS1_5_VFD1:I.In_0
PS1_5_VFD1 | I1 | SPARE |  |  | PS4_14_VFD1 |  |  |  | 11.200.1.173 | 35S-6D4-P111 | PS1_4_DPM1 | SPARE | SPARE | APF | PS1_5_VFD1:I.In_1
PS1_5_VFD1 | I2 | PS1_5_TPE1 | TRACKING PHOTOEYE |  | UL1_03_FIO1 |  |  |  | 11.200.1.173 | 35S-6D4-P111 | PS1_4_DPM1 | PS1_5_TPE1 TRACKING PHOTOEYE | I | APF | PS1_5_VFD1:I.In_2
PS1_5_VFD1 | I3 | SPARE |  |  | UL1_03_VFD1 |  |  |  | 11.200.1.173 | 35S-6D4-P111 | PS1_4_DPM1 | SPARE | SPARE | APF | PS1_5_VFD1:I.In_3
PS1_5_VFD1 | IO0 | PS1_5_S2_PB | START PUSHBUTTON |  | UL1_04_VFD1 |  |  |  | 11.200.1.173 | 35S-6D4-P111 | PS1_4_DPM1 | PS1_5_S2_PB START PUSHBUTTON | I | APF | PS1_5_VFD1:I.IO_0
PS1_5_VFD1 | IO1 | PS1_5_S2_PB_LT | START PUSHBUTTON LIGHT | [5 empty] | 11.200.1.173 | 35S-6D4-P111 | PS1_4_DPM1 | PS1_5_S2_PB_LT START PUSHBUTTON LIGHT | O | APF | PS1_5_VFD1:O.IO_1
PS1_5_VFD1 | SI0 | PS1_5_EPC1 | E-STOP PULLCORD |  | UL1_05_VFD1 |  |  |  | 11.200.1.173 | 35S-6D4-P111 | PS1_4_DPM1 | PS1_5_EPC1 E-STOP PULLCORD | I | APF | PS1_5_VFD1:SI.In00Data
PS1_5_VFD1 | SI1 | PS1_5_EPC1_2 | E-STOP PULLCORD |  | UL1_06_VFD1 |  |  |  | 11.200.1.173 | 35S-6D4-P111 | PS1_4_DPM1 | PS1_5_EPC1_2 E-STOP PULLCORD | I | APF | PS1_5_VFD1:SI.In01Data
PS1_5_VFD1 | SI2 | PS1_5_EPC2 | E-STOP PULLCORD |  | UL1_07_VFD1 |  |  |  | 11.200.1.173 | 35S-6D4-P111 | PS1_4_DPM1 | PS1_5_EPC2 E-STOP PULLCORD | I | APF | PS1_5_VFD1:SI.In02Data
PS1_5_VFD1 | SI3 | PS1_5_EPC2_2 | E-STOP PULLCORD |  | UL1_08_VFD1 |  |  |  | 11.200.1.173 | 35S-6D4-P111 | PS1_4_DPM1 | PS1_5_EPC2_2 E-STOP PULLCORD | I | APF | PS1_5_VFD1:SI.In03Data
PS1_5_VFD1 | SO0 | PS1_5_BCN1_R | RED BEACON LIGHT | [5 empty] | 11.200.1.173 | 35S-6D4-P111 | PS1_4_DPM1 | PS1_5_BCN1_R RED BEACON LIGHT | O | APF | PS1_5_VFD1:SO.Out00Output
PS2_3_VFD1 | I0 | PS2_3_VFD1_DISC | DISCONNECT AUX |  | UL11_03_VFD1 |  |  |  | 11.200.1.176 | 35S-6D4-P111 | PS1_4_DPM1 | PS2_3_VFD1_DISC DISCONNECT AUX | I | APF | PS2_3_VFD1:I.In_0
PS2_3_VFD1 | I1 | SPARE |  |  | UL11_04_VFD1 |  |  |  | 11.200.1.176 | 35S-6D4-P111 | PS1_4_DPM1 | SPARE | SPARE | APF | PS2_3_VFD1:I.In_1
PS2_3_VFD1 | I2 | PS2_3_TPE2 | TRACKING PHOTOEYE | [5 empty] | 11.200.1.176 | 35S-6D4-P111 | PS1_4_DPM1 | PS2_3_TPE2 TRACKING PHOTOEYE | I | APF | PS2_3_VFD1:I.In_2
PS2_3_VFD1 | I3 | SPARE |  |  | UL11_05_VFD1 |  |  |  | 11.200.1.176 | 35S-6D4-P111 | PS1_4_DPM1 | SPARE | SPARE | APF | PS2_3_VFD1:I.In_3
PS2_3_VFD1 | IO0 | PS2_1_S2_PB | START PUSHBUTTON |  | UL11_06_VFD1 |  |  |  | 11.200.1.176 | 35S-6D4-P111 | PS1_4_DPM1 | PS2_1_S2_PB START PUSHBUTTON | I | APF | PS2_3_VFD1:I.IO_0
PS2_3_VFD1 | IO1 | PS2_1_S2_PB_LT | START PUSHBUTTON LIGHT |  | UL11_07_VFD1 |  |  |  | 11.200.1.176 | 35S-6D4-P111 | PS1_4_DPM1 | PS2_1_S2_PB_LT START PUSHBUTTON LIGHT | O | APF | PS2_3_VFD1:O.IO_1
PS2_3_VFD1 | SI0 | SPARE |  |  | UL11_08_VFD1 |  |  |  | 11.200.1.176 | 35S-6D4-P111 | PS1_4_DPM1 | SPARE | SPARE | APF | PS2_3_VFD1:SI.In00Data
PS2_3_VFD1 | SI1 | SPARE | [6 empty] | 11.200.1.176 | 35S-6D4-P111 | PS1_4_DPM1 | SPARE | SPARE | APF | PS2_3_VFD1:SI.In01Data
PS2_3_VFD1 | SI2 | SPARE |  |  | UL11_09_VFD1 |  |  |  | 11.200.1.176 | 35S-6D4-P111 | PS1_4_DPM1 | SPARE | SPARE | APF | PS2_3_VFD1:SI.In02Data
PS2_3_VFD1 | SI3 | SPARE |  |  | UL11_10A_VFD1 |  |  |  | 11.200.1.176 | 35S-6D4-P111 | PS1_4_DPM1 | SPARE | SPARE | APF | PS2_3_VFD1:SI.In03Data
PS2_3_VFD1 | SO0 | PS2_3_BCN1_A | AMBER BEACON LIGHT |  | UL11_10B_VFD1 |  |  |  | 11.200.1.176 | 35S-6D4-P111 | PS1_4_DPM1 | PS2_3_BCN1_A AMBER BEACON LIGHT | O | APF | PS2_3_VFD1:SO.Out00Output
PS3_10_VFD1 | I0 | PS3_10_VFD1_DISC | DISCONNECT AUX | [5 empty] | 11.200.1.189 | 35S-6D4-P111 | PS3_3_DPM1 | PS3_10_VFD1_DISC DISCONNECT AUX | I | APF | PS3_10_VFD1:I.In_0
PS3_10_VFD1 | I1 | SPARE | [6 empty] | 11.200.1.189 | 35S-6D4-P111 | PS3_3_DPM1 | SPARE | SPARE | APF | PS3_10_VFD1:I.In_1
PS3_10_VFD1 | I2 | PS3_10_TPE1 | TRACKING PHOTOEYE | [5 empty] | 11.200.1.189 | 35S-6D4-P111 | PS3_3_DPM1 | PS3_10_TPE1 TRACKING PHOTOEYE | I | APF | PS3_10_VFD1:I.In_2
PS3_10_VFD1 | I3 | SPARE | [6 empty] | 11.200.1.189 | 35S-6D4-P111 | PS3_3_DPM1 | SPARE | SPARE | APF | PS3_10_VFD1:I.In_3
PS3_10_VFD1 | IO0 | PS3_12_S2_PB | START PUSHBUTTON | [5 empty] | 11.200.1.189 | 35S-6D4-P111 | PS3_3_DPM1 | PS3_12_S2_PB START PUSHBUTTON | I | APF | PS3_10_VFD1:I.IO_0
PS3_10_VFD1 | IO1 | PS3_12_S2_PB_LT | START PUSHBUTTON LIGHT | [5 empty] | 11.200.1.189 | 35S-6D4-P111 | PS3_3_DPM1 | PS3_12_S2_PB_LT START PUSHBUTTON LIGHT | O | APF | PS3_10_VFD1:O.IO_1
PS3_10_VFD1 | SI0 | SPARE | [6 empty] | 11.200.1.189 | 35S-6D4-P111 | PS3_3_DPM1 | SPARE | SPARE | APF | PS3_10_VFD1:SI.In00Data
PS3_10_VFD1 | SI1 | SPARE | [6 empty] | 11.200.1.189 | 35S-6D4-P111 | PS3_3_DPM1 | SPARE | SPARE | APF | PS3_10_VFD1:SI.In01Data
PS3_10_VFD1 | SI2 | SPARE | [6 empty] | 11.200.1.189 | 35S-6D4-P111 | PS3_3_DPM1 | SPARE | SPARE | APF | PS3_10_VFD1:SI.In02Data
PS3_10_VFD1 | SI3 | SPARE | [6 empty] | 11.200.1.189 | 35S-6D4-P111 | PS3_3_DPM1 | SPARE | SPARE | APF | PS3_10_VFD1:SI.In03Data
PS3_10_VFD1 | SO0 | SPARE | [6 empty] | 11.200.1.189 | 35S-6D4-P111 | PS3_3_DPM1 | SPARE | SPARE | APF | PS3_10_VFD1:SO.Out00Output
PS3_5_VFD1 | I0 | PS3_5_VFD1_DISC | DISCONNECT AUX |  | UL6_08_VFD1 |  |  |  | 11.200.1.184 | 35S-6D4-P111 | PS3_3_DPM1 | PS3_5_VFD1_DISC DISCONNECT AUX | I | APF | PS3_5_VFD1:I.In_0
PS3_5_VFD1 | I1 | SPARE |  |  | UL6_09_VFD1 |  |  |  | 11.200.1.184 | 35S-6D4-P111 | PS3_3_DPM1 | SPARE | SPARE | APF | PS3_5_VFD1:I.In_1
PS3_5_VFD1 | I2 | PS3_5_TPE1 | TRACKING PHOTOEYE |  | UL7_03_FIO1 |  |  |  | 11.200.1.184 | 35S-6D4-P111 | PS3_3_DPM1 | PS3_5_TPE1 TRACKING PHOTOEYE | I | APF | PS3_5_VFD1:I.In_2
PS3_5_VFD1 | I3 | PS3_5_TPE2 | TRACKING PHOTOEYE |  | UL7_03_VFD1 |  |  |  | 11.200.1.184 | 35S-6D4-P111 | PS3_3_DPM1 | PS3_5_TPE2 TRACKING PHOTOEYE | I | APF | PS3_5_VFD1:I.In_3
PS3_5_VFD1 | IO0 | SPARE | [6 empty] | 11.200.1.184 | 35S-6D4-P111 | PS3_3_DPM1 | SPARE | SPARE | APF | PS3_5_VFD1:I.IO_0
PS3_5_VFD1 | IO1 | SPARE |  |  | UL7_04_VFD1 |  |  |  | 11.200.1.184 | 35S-6D4-P111 | PS3_3_DPM1 | SPARE | SPARE | APF | PS3_5_VFD1:I.IO_1
PS3_5_VFD1 | SI0 | SPARE |  |  | UL7_05_VFD1 |  |  |  | 11.200.1.184 | 35S-6D4-P111 | PS3_3_DPM1 | SPARE | SPARE | APF | PS3_5_VFD1:SI.In00Data
PS3_5_VFD1 | SI1 | SPARE |  |  | UL7_06_VFD1 |  |  |  | 11.200.1.184 | 35S-6D4-P111 | PS3_3_DPM1 | SPARE | SPARE | APF | PS3_5_VFD1:SI.In01Data
PS3_5_VFD1 | SI2 | SPARE |  |  | UL7_07_VFD1 |  |  |  | 11.200.1.184 | 35S-6D4-P111 | PS3_3_DPM1 | SPARE | SPARE | APF | PS3_5_VFD1:SI.In02Data
PS3_5_VFD1 | SI3 | SPARE | [6 empty] | 11.200.1.184 | 35S-6D4-P111 | PS3_3_DPM1 | SPARE | SPARE | APF | PS3_5_VFD1:SI.In03Data
PS3_5_VFD1 | SO0 | SPARE |  |  | UL7_08_VFD1 |  |  |  | 11.200.1.184 | 35S-6D4-P111 | PS3_3_DPM1 | SPARE | SPARE | APF | PS3_5_VFD1:SO.Out00Output
PS3_6_VFD1 | I0 | PS3_6_VFD1_DISC | DISCONNECT AUX |  | UL7_09_VFD1 |  |  |  | 11.200.1.185 | 35S-6D4-P111 | PS3_3_DPM1 | PS3_6_VFD1_DISC DISCONNECT AUX | I | APF | PS3_6_VFD1:I.In_0
PS3_6_VFD1 | I1 | SPARE |  |  | UL7_10A_VFD1 |  |  |  | 11.200.1.185 | 35S-6D4-P111 | PS3_3_DPM1 | SPARE | SPARE | APF | PS3_6_VFD1:I.In_1
PS3_6_VFD1 | I2 | PS3_6_TPE1 | TRACKING PHOTOEYE |  | UL7_10B_VFD1 |  |  |  | 11.200.1.185 | 35S-6D4-P111 | PS3_3_DPM1 | PS3_6_TPE1 TRACKING PHOTOEYE | I | APF | PS3_6_VFD1:I.In_2
PS3_6_VFD1 | I3 | SPARE | [6 empty] | 11.200.1.185 | 35S-6D4-P111 | PS3_3_DPM1 | SPARE | SPARE | APF | PS3_6_VFD1:I.In_3
PS3_6_VFD1 | IO0 | SPARE |  |  | UL7_11_VFD1 |  |  |  | 11.200.1.185 | 35S-6D4-P111 | PS3_3_DPM1 | SPARE | SPARE | APF | PS3_6_VFD1:I.IO_0
PS3_6_VFD1 | IO1 | SPARE |  |  | UL7_12_VFD1 |  |  |  | 11.200.1.185 | 35S-6D4-P111 | PS3_3_DPM1 | SPARE | SPARE | APF | PS3_6_VFD1:I.IO_1
PS3_6_VFD1 | SI0 | SPARE |  |  | UL7_13_VFD1 |  |  |  | 11.200.1.185 | 35S-6D4-P111 | PS3_3_DPM1 | SPARE | SPARE | APF | PS3_6_VFD1:SI.In00Data
PS3_6_VFD1 | SI1 | SPARE |  |  | UL8_01_VFD1 |  |  |  | 11.200.1.185 | 35S-6D4-P111 | PS3_3_DPM1 | SPARE | SPARE | APF | PS3_6_VFD1:SI.In01Data
PS3_6_VFD1 | SI2 | SPARE | [6 empty] | 11.200.1.185 | 35S-6D4-P111 | PS3_3_DPM1 | SPARE | SPARE | APF | PS3_6_VFD1:SI.In02Data
PS3_6_VFD1 | SI3 | SPARE |  |  | UL8_02_FIO1 |  |  |  | 11.200.1.185 | 35S-6D4-P111 | PS3_3_DPM1 | SPARE | SPARE | APF | PS3_6_VFD1:SI.In03Data
PS3_6_VFD1 | SO0 | SPARE |  |  | UL8_02_VFD1 |  |  |  | 11.200.1.185 | 35S-6D4-P111 | PS3_3_DPM1 | SPARE | SPARE | APF | PS3_6_VFD1:SO.Out00Output
PS3_9_VFD1 | I0 | PS3_9_VFD1_DISC | DISCONNECT AUX | [5 empty] | 11.200.1.188 | 35S-6D4-P111 | PS3_3_DPM1 | PS3_9_VFD1_DISC DISCONNECT AUX | I | APF | PS3_9_VFD1:I.In_0
PS3_9_VFD1 | I1 | SPARE | [6 empty] | 11.200.1.188 | 35S-6D4-P111 | PS3_3_DPM1 | SPARE | SPARE | APF | PS3_9_VFD1:I.In_1
PS3_9_VFD1 | I2 | PS3_9_TPE1 | TRACKING PHOTOEYE | [5 empty] | 11.200.1.188 | 35S-6D4-P111 | PS3_3_DPM1 | PS3_9_TPE1 TRACKING PHOTOEYE | I | APF | PS3_9_VFD1:I.In_2
PS3_9_VFD1 | I3 | PS3_9_TPE2 | TRACKING PHOTOEYE | [5 empty] | 11.200.1.188 | 35S-6D4-P111 | PS3_3_DPM1 | PS3_9_TPE2 TRACKING PHOTOEYE | I | APF | PS3_9_VFD1:I.In_3
PS3_9_VFD1 | IO0 | SPARE | [6 empty] | 11.200.1.188 | 35S-6D4-P111 | PS3_3_DPM1 | SPARE | SPARE | APF | PS3_9_VFD1:I.IO_0
PS3_9_VFD1 | IO1 | SPARE | [6 empty] | 11.200.1.188 | 35S-6D4-P111 | PS3_3_DPM1 | SPARE | SPARE | APF | PS3_9_VFD1:I.IO_1
PS3_9_VFD1 | SI0 | SPARE | [6 empty] | 11.200.1.188 | 35S-6D4-P111 | PS3_3_DPM1 | SPARE | SPARE | APF | PS3_9_VFD1:SI.In00Data
PS3_9_VFD1 | SI1 | SPARE | [6 empty] | 11.200.1.188 | 35S-6D4-P111 | PS3_3_DPM1 | SPARE | SPARE | APF | PS3_9_VFD1:SI.In01Data
PS3_9_VFD1 | SI2 | SPARE | [6 empty] | 11.200.1.188 | 35S-6D4-P111 | PS3_3_DPM1 | SPARE | SPARE | APF | PS3_9_VFD1:SI.In02Data
PS3_9_VFD1 | SI3 | SPARE | [6 empty] | 11.200.1.188 | 35S-6D4-P111 | PS3_3_DPM1 | SPARE | SPARE | APF | PS3_9_VFD1:SI.In03Data
PS3_9_VFD1 | SO0 | SPARE | [6 empty] | 11.200.1.188 | 35S-6D4-P111 | PS3_3_DPM1 | SPARE | SPARE | APF | PS3_9_VFD1:SO.Out00Output
PS4_11_VFD1 | I0 | PS4_11_VFD1_DISC | DISCONNECT AUX | [5 empty] | 11.200.1.202 | 35S-6D4-P111 | PS4_7_DPM1 | PS4_11_VFD1_DISC DISCONNECT AUX | I | APF | PS4_11_VFD1:I.In_0
PS4_11_VFD1 | I1 | SPARE | [6 empty] | 11.200.1.202 | 35S-6D4-P111 | PS4_7_DPM1 | SPARE | SPARE | APF | PS4_11_VFD1:I.In_1
PS4_11_VFD1 | I2 | PS4_11_TPE1 | TRACKING PHOTOEYE | [5 empty] | 11.200.1.202 | 35S-6D4-P111 | PS4_7_DPM1 | PS4_11_TPE1 TRACKING PHOTOEYE | I | APF | PS4_11_VFD1:I.In_2
PS4_11_VFD1 | I3 | SPARE | [6 empty] | 11.200.1.202 | 35S-6D4-P111 | PS4_7_DPM1 | SPARE | SPARE | APF | PS4_11_VFD1:I.In_3
PS4_11_VFD1 | IO0 | PS4_14_S2_PB | START PUSHBUTTON | [5 empty] | 11.200.1.202 | 35S-6D4-P111 | PS4_7_DPM1 | PS4_14_S2_PB START PUSHBUTTON | I | APF | PS4_11_VFD1:I.IO_0
PS4_11_VFD1 | IO1 | PS4_14_S2_PB_LT | START PUSHBUTTON LIGHT | [5 empty] | 11.200.1.202 | 35S-6D4-P111 | PS4_7_DPM1 | PS4_14_S2_PB_LT START PUSHBUTTON LIGHT | O | APF | PS4_11_VFD1:O.IO_1
PS4_11_VFD1 | SI0 | SPARE | [6 empty] | 11.200.1.202 | 35S-6D4-P111 | PS4_7_DPM1 | SPARE | SPARE | APF | PS4_11_VFD1:SI.In00Data
PS4_11_VFD1 | SI1 | SPARE | [6 empty] | 11.200.1.202 | 35S-6D4-P111 | PS4_7_DPM1 | SPARE | SPARE | APF | PS4_11_VFD1:SI.In01Data
PS4_11_VFD1 | SI2 | SPARE | [6 empty] | 11.200.1.202 | 35S-6D4-P111 | PS4_7_DPM1 | SPARE | SPARE | APF | PS4_11_VFD1:SI.In02Data
PS4_11_VFD1 | SI3 | SPARE | [6 empty] | 11.200.1.202 | 35S-6D4-P111 | PS4_7_DPM1 | SPARE | SPARE | APF | PS4_11_VFD1:SI.In03Data
PS4_11_VFD1 | SO0 | SPARE | [6 empty] | 11.200.1.202 | 35S-6D4-P111 | PS4_7_DPM1 | SPARE | SPARE | APF | PS4_11_VFD1:SO.Out00Output
PS4_5_VFD1 | I0 | PS4_5_VFD1_DISC | DISCONNECT AUX | [5 empty] | 11.200.1.196 | 35S-6D4-P111 | PS4_7_DPM1 | PS4_5_VFD1_DISC DISCONNECT AUX | I | APF | PS4_5_VFD1:I.In_0
PS4_5_VFD1 | I1 | SPARE | [6 empty] | 11.200.1.196 | 35S-6D4-P111 | PS4_7_DPM1 | SPARE | SPARE | APF | PS4_5_VFD1:I.In_1
PS4_5_VFD1 | I2 | PS4_5_TPE1 | TRACKING PHOTOEYE | [5 empty] | 11.200.1.196 | 35S-6D4-P111 | PS4_7_DPM1 | PS4_5_TPE1 TRACKING PHOTOEYE | I | APF | PS4_5_VFD1:I.In_2
PS4_5_VFD1 | I3 | SPARE | [6 empty] | 11.200.1.196 | 35S-6D4-P111 | PS4_7_DPM1 | SPARE | SPARE | APF | PS4_5_VFD1:I.In_3
PS4_5_VFD1 | IO0 | SPARE | [6 empty] | 11.200.1.196 | 35S-6D4-P111 | PS4_7_DPM1 | SPARE | SPARE | APF | PS4_5_VFD1:I.IO_0
PS4_5_VFD1 | IO1 | SPARE | [6 empty] | 11.200.1.196 | 35S-6D4-P111 | PS4_7_DPM1 | SPARE | SPARE | APF | PS4_5_VFD1:I.IO_1
PS4_5_VFD1 | SI0 | SPARE | [6 empty] | 11.200.1.196 | 35S-6D4-P111 | PS4_7_DPM1 | SPARE | SPARE | APF | PS4_5_VFD1:SI.In00Data
PS4_5_VFD1 | SI1 | SPARE | [6 empty] | 11.200.1.196 | 35S-6D4-P111 | PS4_7_DPM1 | SPARE | SPARE | APF | PS4_5_VFD1:SI.In01Data
PS4_5_VFD1 | SI2 | SPARE | [6 empty] | 11.200.1.196 | 35S-6D4-P111 | PS4_7_DPM1 | SPARE | SPARE | APF | PS4_5_VFD1:SI.In02Data
PS4_5_VFD1 | SI3 | SPARE | [6 empty] | 11.200.1.196 | 35S-6D4-P111 | PS4_7_DPM1 | SPARE | SPARE | APF | PS4_5_VFD1:SI.In03Data
PS4_5_VFD1 | SO0 | SPARE | [6 empty] | 11.200.1.196 | 35S-6D4-P111 | PS4_7_DPM1 | SPARE | SPARE | APF | PS4_5_VFD1:SO.Out00Output
PS4_8_VFD1 | I0 | PS4_8_VFD1_DISC | DISCONNECT AUX | [5 empty] | 11.200.1.199 | 35S-6D4-P111 | PS4_7_DPM1 | PS4_8_VFD1_DISC DISCONNECT AUX | I | APF | PS4_8_VFD1:I.In_0
PS4_8_VFD1 | I1 | SPARE | [6 empty] | 11.200.1.199 | 35S-6D4-P111 | PS4_7_DPM1 | SPARE | SPARE | APF | PS4_8_VFD1:I.In_1
PS4_8_VFD1 | I2 | PS4_8_TPE1 | TRACKING PHOTOEYE | [5 empty] | 11.200.1.199 | 35S-6D4-P111 | PS4_7_DPM1 | PS4_8_TPE1 TRACKING PHOTOEYE | I | APF | PS4_8_VFD1:I.In_2
PS4_8_VFD1 | I3 | SPARE | [6 empty] | 11.200.1.199 | 35S-6D4-P111 | PS4_7_DPM1 | SPARE | SPARE | APF | PS4_8_VFD1:I.In_3
PS4_8_VFD1 | IO0 | PS4_8_JR1_PB | JAM RESET PUSHBUTTON | [5 empty] | 11.200.1.199 | 35S-6D4-P111 | PS4_7_DPM1 | PS4_8_JR1_PB JAM RESET PUSHBUTTON | I | APF | PS4_8_VFD1:I.IO_0
PS4_8_VFD1 | IO1 | PS4_8_JR1_PB_LT | JAM RESET PUSHBUTTON LIGHT | [5 empty] | 11.200.1.199 | 35S-6D4-P111 | PS4_7_DPM1 | PS4_8_JR1_PB_LT JAM RESET PUSHBUTTON LIGHT | O | APF | PS4_8_VFD1:O.IO_1
PS4_8_VFD1 | SI0 | SPARE | [6 empty] | 11.200.1.199 | 35S-6D4-P111 | PS4_7_DPM1 | SPARE | SPARE | APF | PS4_8_VFD1:SI.In00Data
PS4_8_VFD1 | SI1 | SPARE | [6 empty] | 11.200.1.199 | 35S-6D4-P111 | PS4_7_DPM1 | SPARE | SPARE | APF | PS4_8_VFD1:SI.In01Data
PS4_8_VFD1 | SI2 | SPARE | [6 empty] | 11.200.1.199 | 35S-6D4-P111 | PS4_7_DPM1 | SPARE | SPARE | APF | PS4_8_VFD1:SI.In02Data
PS4_8_VFD1 | SI3 | SPARE | [6 empty] | 11.200.1.199 | 35S-6D4-P111 | PS4_7_DPM1 | SPARE | SPARE | APF | PS4_8_VFD1:SI.In03Data
PS4_8_VFD1 | SO0 | PS4_8_BCN1_A | AMBER BEACON LIGHT | [5 empty] | 11.200.1.199 | 35S-6D4-P111 | PS4_7_DPM1 | PS4_8_BCN1_A AMBER BEACON LIGHT | O | APF | PS4_8_VFD1:SO.Out00Output
UL11_13_VFD1 | I0 | UL11_13_VFD1_DISC | DISCONNECT AUX | [5 empty] | 11.200.1.156 | 35S-6D4-P111 | UL11_10_DPM1 | UL11_13_VFD1_DISC DISCONNECT AUX | I | APF | UL11_13_VFD1:I.In_0
UL11_13_VFD1 | I1 | SPARE | [6 empty] | 11.200.1.156 | 35S-6D4-P111 | UL11_10_DPM1 | SPARE | SPARE | APF | UL11_13_VFD1:I.In_1
UL11_13_VFD1 | I2 | UL11_13_TPE1 | TRACKING PHOTOEYE | [5 empty] | 11.200.1.156 | 35S-6D4-P111 | UL11_10_DPM1 | UL11_13_TPE1 TRACKING PHOTOEYE | I | APF | UL11_13_VFD1:I.In_2
UL11_13_VFD1 | I3 | SPARE | [6 empty] | 11.200.1.156 | 35S-6D4-P111 | UL11_10_DPM1 | SPARE | SPARE | APF | UL11_13_VFD1:I.In_3
UL11_13_VFD1 | IO0 | SPARE | [6 empty] | 11.200.1.156 | 35S-6D4-P111 | UL11_10_DPM1 | SPARE | SPARE | APF | UL11_13_VFD1:I.IO_0
UL11_13_VFD1 | IO1 | SPARE | [6 empty] | 11.200.1.156 | 35S-6D4-P111 | UL11_10_DPM1 | SPARE | SPARE | APF | UL11_13_VFD1:I.IO_1
UL11_13_VFD1 | SI0 | SPARE | [6 empty] | 11.200.1.156 | 35S-6D4-P111 | UL11_10_DPM1 | SPARE | SPARE | APF | UL11_13_VFD1:SI.In00Data
UL11_13_VFD1 | SI1 | SPARE | [6 empty] | 11.200.1.156 | 35S-6D4-P111 | UL11_10_DPM1 | SPARE | SPARE | APF | UL11_13_VFD1:SI.In01Data
UL11_13_VFD1 | SI2 | SPARE | [6 empty] | 11.200.1.156 | 35S-6D4-P111 | UL11_10_DPM1 | SPARE | SPARE | APF | UL11_13_VFD1:SI.In02Data
UL11_13_VFD1 | SI3 | SPARE | [6 empty] | 11.200.1.156 | 35S-6D4-P111 | UL11_10_DPM1 | SPARE | SPARE | APF | UL11_13_VFD1:SI.In03Data
UL11_13_VFD1 | SO0 | SPARE | [6 empty] | 11.200.1.156 | 35S-6D4-P111 | UL11_10_DPM1 | SPARE | SPARE | APF | UL11_13_VFD1:SO.Out00Output
UL11_3_VFD1 | I0 | UL11_3_VFD1_DISC | DISCONNECT AUX | [5 empty] | 11.200.1.145 | 35S-6D4-P111 | UL11_10_DPM1 | UL11_3_VFD1_DISC DISCONNECT AUX | I | APF | UL11_3_VFD1:I.In_0
UL11_3_VFD1 | I1 | UL11_3_ENC1 | ENCODER | [5 empty] | 11.200.1.145 | 35S-6D4-P111 | UL11_10_DPM1 | UL11_3_ENC1 ENCODER | I | APF | UL11_3_VFD1:I.In_1
UL11_3_VFD1 | I2 | UL11_3_TPE1 | TRACKING PHOTOEYE | [5 empty] | 11.200.1.145 | 35S-6D4-P111 | UL11_10_DPM1 | UL11_3_TPE1 TRACKING PHOTOEYE | I | APF | UL11_3_VFD1:I.In_2
UL11_3_VFD1 | I3 | UL11_3_TPE2 | TRACKING PHOTOEYE | [5 empty] | 11.200.1.145 | 35S-6D4-P111 | UL11_10_DPM1 | UL11_3_TPE2 TRACKING PHOTOEYE | I | APF | UL11_3_VFD1:I.In_3
UL11_3_VFD1 | IO0 | SPARE | [6 empty] | 11.200.1.145 | 35S-6D4-P111 | UL11_10_DPM1 | SPARE | SPARE | APF | UL11_3_VFD1:I.IO_0
UL11_3_VFD1 | IO1 | SPARE | [6 empty] | 11.200.1.145 | 35S-6D4-P111 | UL11_10_DPM1 | SPARE | SPARE | APF | UL11_3_VFD1:I.IO_1
UL11_3_VFD1 | SI0 | UL11_3_EPC1 | E-STOP PULLCORD | [5 empty] | 11.200.1.145 | 35S-6D4-P111 | UL11_10_DPM1 | UL11_3_EPC1 E-STOP PULLCORD | I | APF | UL11_3_VFD1:SI.In00Data
UL11_3_VFD1 | SI1 | UL11_3_EPC1_2 | E-STOP PULLCORD | [5 empty] | 11.200.1.145 | 35S-6D4-P111 | UL11_10_DPM1 | UL11_3_EPC1_2 E-STOP PULLCORD | I | APF | UL11_3_VFD1:SI.In01Data
UL11_3_VFD1 | SI2 | UL11_3_EPC2 | E-STOP PULLCORD | [5 empty] | 11.200.1.145 | 35S-6D4-P111 | UL11_10_DPM1 | UL11_3_EPC2 E-STOP PULLCORD | I | APF | UL11_3_VFD1:SI.In02Data
UL11_3_VFD1 | SI3 | UL11_3_EPC2_2 | E-STOP PULLCORD | [5 empty] | 11.200.1.145 | 35S-6D4-P111 | UL11_10_DPM1 | UL11_3_EPC2_2 E-STOP PULLCORD | I | APF | UL11_3_VFD1:SI.In03Data
UL11_3_VFD1 | SO0 | SPARE | [6 empty] | 11.200.1.145 | 35S-6D4-P111 | UL11_10_DPM1 | SPARE | SPARE | APF | UL11_3_VFD1:SO.Out00Output
UL11_4_VFD1 | I0 | UL11_4_VFD1_DISC | DISCONNECT AUX | [5 empty] | 11.200.1.146 | 35S-6D4-P111 | UL11_10_DPM1 | UL11_4_VFD1_DISC DISCONNECT AUX | I | APF | UL11_4_VFD1:I.In_0
UL11_4_VFD1 | I1 | SPARE | [6 empty] | 11.200.1.146 | 35S-6D4-P111 | UL11_10_DPM1 | SPARE | SPARE | APF | UL11_4_VFD1:I.In_1
UL11_4_VFD1 | I2 | UL11_4_TPE1 | TRACKING PHOTOEYE | [5 empty] | 11.200.1.146 | 35S-6D4-P111 | UL11_10_DPM1 | UL11_4_TPE1 TRACKING PHOTOEYE | I | APF | UL11_4_VFD1:I.In_2
UL11_4_VFD1 | I3 | SPARE | [6 empty] | 11.200.1.146 | 35S-6D4-P111 | UL11_10_DPM1 | SPARE | SPARE | APF | UL11_4_VFD1:I.In_3
UL11_4_VFD1 | IO0 | UL11_4_BCN1_R | RED BEACON LIGHT | [5 empty] | 11.200.1.146 | 35S-6D4-P111 | UL11_10_DPM1 | UL11_4_BCN1_R RED BEACON LIGHT | O | APF | UL11_4_VFD1:O.IO_0
UL11_4_VFD1 | IO1 | UL11_4_BCN2_R | RED BEACON LIGHT | [5 empty] | 11.200.1.146 | 35S-6D4-P111 | UL11_10_DPM1 | UL11_4_BCN2_R RED BEACON LIGHT | O | APF | UL11_4_VFD1:O.IO_1
UL11_4_VFD1 | SI0 | UL11_4_EPC1 | E-STOP PULLCORD | [5 empty] | 11.200.1.146 | 35S-6D4-P111 | UL11_10_DPM1 | UL11_4_EPC1 E-STOP PULLCORD | I | APF | UL11_4_VFD1:SI.In00Data
UL11_4_VFD1 | SI1 | UL11_4_EPC1_2 | E-STOP PULLCORD | [5 empty] | 11.200.1.146 | 35S-6D4-P111 | UL11_10_DPM1 | UL11_4_EPC1_2 E-STOP PULLCORD | I | APF | UL11_4_VFD1:SI.In01Data
UL11_4_VFD1 | SI2 | UL11_4_EPC2 | E-STOP PULLCORD | [5 empty] | 11.200.1.146 | 35S-6D4-P111 | UL11_10_DPM1 | UL11_4_EPC2 E-STOP PULLCORD | I | APF | UL11_4_VFD1:SI.In02Data
UL11_4_VFD1 | SI3 | UL11_4_EPC2_2 | E-STOP PULLCORD | [5 empty] | 11.200.1.146 | 35S-6D4-P111 | UL11_10_DPM1 | UL11_4_EPC2_2 E-STOP PULLCORD | I | APF | UL11_4_VFD1:SI.In03Data
UL11_4_VFD1 | SO0 | UL11_1_STO1 | E-STOP OK | [5 empty] | 11.200.1.146 | 35S-6D4-P111 | UL11_10_DPM1 | UL11_1_STO1 E-STOP OK | O | APF | UL11_4_VFD1:SO.Out00Output
UL11_9_VFD1 | I0 | UL11_9_VFD1_DISC | DISCONNECT AUX | [5 empty] | 11.200.1.151 | 35S-6D4-P111 | UL11_10_DPM1 | UL11_9_VFD1_DISC DISCONNECT AUX | I | APF | UL11_9_VFD1:I.In_0
UL11_9_VFD1 | I1 | UL11_9_ENC1 | ENCODER | [5 empty] | 11.200.1.151 | 35S-6D4-P111 | UL11_10_DPM1 | UL11_9_ENC1 ENCODER | I | APF | UL11_9_VFD1:I.In_1
UL11_9_VFD1 | I2 | UL11_9_TPE1 | TRACKING PHOTOEYE | [5 empty] | 11.200.1.151 | 35S-6D4-P111 | UL11_10_DPM1 | UL11_9_TPE1 TRACKING PHOTOEYE | I | APF | UL11_9_VFD1:I.In_2
UL11_9_VFD1 | I3 | UL11_9_TPE2 | TRACKING PHOTOEYE | [5 empty] | 11.200.1.151 | 35S-6D4-P111 | UL11_10_DPM1 | UL11_9_TPE2 TRACKING PHOTOEYE | I | APF | UL11_9_VFD1:I.In_3
UL11_9_VFD1 | IO0 | UL11_9_BCN1_A | AMBER BEACON LIGHT | [5 empty] | 11.200.1.151 | 35S-6D4-P111 | UL11_10_DPM1 | UL11_9_BCN1_A AMBER BEACON LIGHT | O | APF | UL11_9_VFD1:O.IO_0
UL11_9_VFD1 | IO1 | UL11_9_BCN1_R | RED BEACON LIGHT | [5 empty] | 11.200.1.151 | 35S-6D4-P111 | UL11_10_DPM1 | UL11_9_BCN1_R RED BEACON LIGHT | O | APF | UL11_9_VFD1:O.IO_1
UL11_9_VFD1 | SI0 | UL11_9_EPC1 | E-STOP PULLCORD | [5 empty] | 11.200.1.151 | 35S-6D4-P111 | UL11_10_DPM1 | UL11_9_EPC1 E-STOP PULLCORD | I | APF | UL11_9_VFD1:SI.In00Data
UL11_9_VFD1 | SI1 | UL11_9_EPC1_2 | E-STOP PULLCORD | [5 empty] | 11.200.1.151 | 35S-6D4-P111 | UL11_10_DPM1 | UL11_9_EPC1_2 E-STOP PULLCORD | I | APF | UL11_9_VFD1:SI.In01Data
UL11_9_VFD1 | SI2 | UL11_9_EPC2 | E-STOP PULLCORD | [5 empty] | 11.200.1.151 | 35S-6D4-P111 | UL11_10_DPM1 | UL11_9_EPC2 E-STOP PULLCORD | I | APF | UL11_9_VFD1:SI.In02Data
UL11_9_VFD1 | SI3 | UL11_9_EPC2_2 | E-STOP PULLCORD | [5 empty] | 11.200.1.151 | 35S-6D4-P111 | UL11_10_DPM1 | UL11_9_EPC2_2 E-STOP PULLCORD | I | APF | UL11_9_VFD1:SI.In03Data
UL11_9_VFD1 | SO0 | UL11_9_BCN2_R | RED BEACON LIGHT | [5 empty] | 11.200.1.151 | 35S-6D4-P111 | UL11_10_DPM1 | UL11_9_BCN2_R RED BEACON LIGHT | O | APF | UL11_9_VFD1:SO.Out00Output
UL12_3_VFD1 | I0 | UL12_3_VFD1_DISC | DISCONNECT AUX | [5 empty] | 11.200.1.160 | 35S-6D4-P111 | UL10_3_DPM1 | UL12_3_VFD1_DISC DISCONNECT AUX | I | APF | UL12_3_VFD1:I.In_0
UL12_3_VFD1 | I1 | UL12_3_ENC1 | ENCODER | [5 empty] | 11.200.1.160 | 35S-6D4-P111 | UL10_3_DPM1 | UL12_3_ENC1 ENCODER | I | APF | UL12_3_VFD1:I.In_1
UL12_3_VFD1 | I2 | UL12_3_TPE1 | TRACKING PHOTOEYE | [5 empty] | 11.200.1.160 | 35S-6D4-P111 | UL10_3_DPM1 | UL12_3_TPE1 TRACKING PHOTOEYE | I | APF | UL12_3_VFD1:I.In_2
UL12_3_VFD1 | I3 | UL12_3_TPE2 | TRACKING PHOTOEYE | [5 empty] | 11.200.1.160 | 35S-6D4-P111 | UL10_3_DPM1 | UL12_3_TPE2 TRACKING PHOTOEYE | I | APF | UL12_3_VFD1:I.In_3
UL12_3_VFD1 | IO0 | SPARE | [6 empty] | 11.200.1.160 | 35S-6D4-P111 | UL10_3_DPM1 | SPARE | SPARE | APF | UL12_3_VFD1:I.IO_0
UL12_3_VFD1 | IO1 | SPARE | [6 empty] | 11.200.1.160 | 35S-6D4-P111 | UL10_3_DPM1 | SPARE | SPARE | APF | UL12_3_VFD1:I.IO_1
UL12_3_VFD1 | SI0 | UL12_3_EPC1 | E-STOP PULLCORD | [5 empty] | 11.200.1.160 | 35S-6D4-P111 | UL10_3_DPM1 | UL12_3_EPC1 E-STOP PULLCORD | I | APF | UL12_3_VFD1:SI.In00Data
UL12_3_VFD1 | SI1 | UL12_3_EPC1_2 | E-STOP PULLCORD | [5 empty] | 11.200.1.160 | 35S-6D4-P111 | UL10_3_DPM1 | UL12_3_EPC1_2 E-STOP PULLCORD | I | APF | UL12_3_VFD1:SI.In01Data
UL12_3_VFD1 | SI2 | UL12_3_EPC2 | E-STOP PULLCORD | [5 empty] | 11.200.1.160 | 35S-6D4-P111 | UL10_3_DPM1 | UL12_3_EPC2 E-STOP PULLCORD | I | APF | UL12_3_VFD1:SI.In02Data
UL12_3_VFD1 | SI3 | UL12_3_EPC2_2 | E-STOP PULLCORD | [5 empty] | 11.200.1.160 | 35S-6D4-P111 | UL10_3_DPM1 | UL12_3_EPC2_2 E-STOP PULLCORD | I | APF | UL12_3_VFD1:SI.In03Data
UL12_3_VFD1 | SO0 | UL12_1_STO1 | E-STOP OK | [5 empty] | 11.200.1.160 | 35S-6D4-P111 | UL10_3_DPM1 | UL12_1_STO1 E-STOP OK | O | APF | UL12_3_VFD1:SO.Out00Output
UL12_4_VFD1 | I0 | UL12_4_VFD1_DISC | DISCONNECT AUX | [5 empty] | 11.200.1.161 | 35S-6D4-P111 | UL10_3_DPM1 | UL12_4_VFD1_DISC DISCONNECT AUX | I | APF | UL12_4_VFD1:I.In_0
UL12_4_VFD1 | I1 | UL12_4_ENC1 | ENCODER | [5 empty] | 11.200.1.161 | 35S-6D4-P111 | UL10_3_DPM1 | UL12_4_ENC1 ENCODER | I | APF | UL12_4_VFD1:I.In_1
UL12_4_VFD1 | I2 | UL12_4_TPE1 | TRACKING PHOTOEYE | [5 empty] | 11.200.1.161 | 35S-6D4-P111 | UL10_3_DPM1 | UL12_4_TPE1 TRACKING PHOTOEYE | I | APF | UL12_4_VFD1:I.In_2
UL12_4_VFD1 | I3 | SPARE | [6 empty] | 11.200.1.161 | 35S-6D4-P111 | UL10_3_DPM1 | SPARE | SPARE | APF | UL12_4_VFD1:I.In_3
UL12_4_VFD1 | IO0 | UL12_4_BCN1_R | RED BEACON LIGHT | [5 empty] | 11.200.1.161 | 35S-6D4-P111 | UL10_3_DPM1 | UL12_4_BCN1_R RED BEACON LIGHT | O | APF | UL12_4_VFD1:O.IO_0
UL12_4_VFD1 | IO1 | UL12_4_BCN2_R | RED BEACON LIGHT | [5 empty] | 11.200.1.161 | 35S-6D4-P111 | UL10_3_DPM1 | UL12_4_BCN2_R RED BEACON LIGHT | O | APF | UL12_4_VFD1:O.IO_1
UL12_4_VFD1 | SI0 | UL12_4_EPC1 | E-STOP PULLCORD | [5 empty] | 11.200.1.161 | 35S-6D4-P111 | UL10_3_DPM1 | UL12_4_EPC1 E-STOP PULLCORD | I | APF | UL12_4_VFD1:SI.In00Data
UL12_4_VFD1 | SI1 | UL12_4_EPC1_2 | E-STOP PULLCORD | [5 empty] | 11.200.1.161 | 35S-6D4-P111 | UL10_3_DPM1 | UL12_4_EPC1_2 E-STOP PULLCORD | I | APF | UL12_4_VFD1:SI.In01Data
UL12_4_VFD1 | SI2 | UL12_4_EPC2 | E-STOP PULLCORD | [5 empty] | 11.200.1.161 | 35S-6D4-P111 | UL10_3_DPM1 | UL12_4_EPC2 E-STOP PULLCORD | I | APF | UL12_4_VFD1:SI.In02Data
UL12_4_VFD1 | SI3 | UL12_4_EPC2_2 | E-STOP PULLCORD | [5 empty] | 11.200.1.161 | 35S-6D4-P111 | UL10_3_DPM1 | UL12_4_EPC2_2 E-STOP PULLCORD | I | APF | UL12_4_VFD1:SI.In03Data
UL12_4_VFD1 | SO0 | SPARE | [6 empty] | 11.200.1.161 | 35S-6D4-P111 | UL10_3_DPM1 | SPARE | SPARE | APF | UL12_4_VFD1:SO.Out00Output
UL1_13_VFD1 | I0 | UL1_13_VFD1_DISC | DISCONNECT AUX | [5 empty] | 11.200.1.42 | 35S-6D4-P111 | UL1_4_DPM1 | UL1_13_VFD1_DISC DISCONNECT AUX | I | APF | UL1_13_VFD1:I.In_0
UL1_13_VFD1 | I1 | SPARE | [6 empty] | 11.200.1.42 | 35S-6D4-P111 | UL1_4_DPM1 | SPARE | SPARE | APF | UL1_13_VFD1:I.In_1
UL1_13_VFD1 | I2 | SPARE | [6 empty] | 11.200.1.42 | 35S-6D4-P111 | UL1_4_DPM1 | SPARE | SPARE | APF | UL1_13_VFD1:I.In_2
UL1_13_VFD1 | I3 | SPARE | [6 empty] | 11.200.1.42 | 35S-6D4-P111 | UL1_4_DPM1 | SPARE | SPARE | APF | UL1_13_VFD1:I.In_3
UL1_13_VFD1 | IO0 | SPARE | [6 empty] | 11.200.1.42 | 35S-6D4-P111 | UL1_4_DPM1 | SPARE | SPARE | APF | UL1_13_VFD1:I.IO_0
UL1_13_VFD1 | IO1 | SPARE | [6 empty] | 11.200.1.42 | 35S-6D4-P111 | UL1_4_DPM1 | SPARE | SPARE | APF | UL1_13_VFD1:I.IO_1
UL1_13_VFD1 | SI0 | SPARE | [6 empty] | 11.200.1.42 | 35S-6D4-P111 | UL1_4_DPM1 | SPARE | SPARE | APF | UL1_13_VFD1:SI.In00Data
UL1_13_VFD1 | SI1 | SPARE | [6 empty] | 11.200.1.42 | 35S-6D4-P111 | UL1_4_DPM1 | SPARE | SPARE | APF | UL1_13_VFD1:SI.In01Data
UL1_13_VFD1 | SI2 | SPARE | [6 empty] | 11.200.1.42 | 35S-6D4-P111 | UL1_4_DPM1 | SPARE | SPARE | APF | UL1_13_VFD1:SI.In02Data
UL1_13_VFD1 | SI3 | SPARE | [6 empty] | 11.200.1.42 | 35S-6D4-P111 | UL1_4_DPM1 | SPARE | SPARE | APF | UL1_13_VFD1:SI.In03Data
UL1_13_VFD1 | SO0 | SPARE | [6 empty] | 11.200.1.42 | 35S-6D4-P111 | UL1_4_DPM1 | SPARE | SPARE | APF | UL1_13_VFD1:SO.Out00Output
UL1_3_VFD1 | I0 | UL1_3_VFD1_DISC | DISCONNECT AUX | [5 empty] | 11.200.1.31 | 35S-6D4-P111 | UL1_4_DPM1 | UL1_3_VFD1_DISC DISCONNECT AUX | I | APF | UL1_3_VFD1:I.In_0
UL1_3_VFD1 | I1 | UL1_3_ENC1 | ENCODER | [5 empty] | 11.200.1.31 | 35S-6D4-P111 | UL1_4_DPM1 | UL1_3_ENC1 ENCODER | I | APF | UL1_3_VFD1:I.In_1
UL1_3_VFD1 | I2 | UL1_3_TPE1 | TRACKING PHOTOEYE | [5 empty] | 11.200.1.31 | 35S-6D4-P111 | UL1_4_DPM1 | UL1_3_TPE1 TRACKING PHOTOEYE | I | APF | UL1_3_VFD1:I.In_2
UL1_3_VFD1 | I3 | UL1_3_TPE2 | TRACKING PHOTOEYE | [5 empty] | 11.200.1.31 | 35S-6D4-P111 | UL1_4_DPM1 | UL1_3_TPE2 TRACKING PHOTOEYE | I | APF | UL1_3_VFD1:I.In_3
UL1_3_VFD1 | IO0 | SPARE | [6 empty] | 11.200.1.31 | 35S-6D4-P111 | UL1_4_DPM1 | SPARE | SPARE | APF | UL1_3_VFD1:I.IO_0
UL1_3_VFD1 | IO1 | SPARE | [6 empty] | 11.200.1.31 | 35S-6D4-P111 | UL1_4_DPM1 | SPARE | SPARE | APF | UL1_3_VFD1:I.IO_1
UL1_3_VFD1 | SI0 | UL1_3_EPC1 | E-STOP PULLCORD | [5 empty] | 11.200.1.31 | 35S-6D4-P111 | UL1_4_DPM1 | UL1_3_EPC1 E-STOP PULLCORD | I | APF | UL1_3_VFD1:SI.In00Data
UL1_3_VFD1 | SI1 | UL1_3_EPC1_2 | E-STOP PULLCORD | [5 empty] | 11.200.1.31 | 35S-6D4-P111 | UL1_4_DPM1 | UL1_3_EPC1_2 E-STOP PULLCORD | I | APF | UL1_3_VFD1:SI.In01Data
UL1_3_VFD1 | SI2 | UL1_3_EPC2 | E-STOP PULLCORD | [5 empty] | 11.200.1.31 | 35S-6D4-P111 | UL1_4_DPM1 | UL1_3_EPC2 E-STOP PULLCORD | I | APF | UL1_3_VFD1:SI.In02Data
UL1_3_VFD1 | SI3 | UL1_3_EPC2_2 | E-STOP PULLCORD | [5 empty] | 11.200.1.31 | 35S-6D4-P111 | UL1_4_DPM1 | UL1_3_EPC2_2 E-STOP PULLCORD | I | APF | UL1_3_VFD1:SI.In03Data
UL1_3_VFD1 | SO0 | UL1_1_STO1 | E-STOP OK | [5 empty] | 11.200.1.31 | 35S-6D4-P111 | UL1_4_DPM1 | UL1_1_STO1 E-STOP OK | O | APF | UL1_3_VFD1:SO.Out00Output
UL1_4_VFD1 | I0 | UL1_4_VFD1_DISC | DISCONNECT AUX | [5 empty] | 11.200.1.32 | 35S-6D4-P111 | UL1_4_DPM1 | UL1_4_VFD1_DISC DISCONNECT AUX | I | APF | UL1_4_VFD1:I.In_0
UL1_4_VFD1 | I1 | UL1_4_ENC1 | ENCODER | [5 empty] | 11.200.1.32 | 35S-6D4-P111 | UL1_4_DPM1 | UL1_4_ENC1 ENCODER | I | APF | UL1_4_VFD1:I.In_1
UL1_4_VFD1 | I2 | UL1_4_TPE1 | TRACKING PHOTOEYE | [5 empty] | 11.200.1.32 | 35S-6D4-P111 | UL1_4_DPM1 | UL1_4_TPE1 TRACKING PHOTOEYE | I | APF | UL1_4_VFD1:I.In_2
UL1_4_VFD1 | I3 | SPARE | [6 empty] | 11.200.1.32 | 35S-6D4-P111 | UL1_4_DPM1 | SPARE | SPARE | APF | UL1_4_VFD1:I.In_3
UL1_4_VFD1 | IO0 | UL1_4_S1_PB | START PUSHBUTTON | [5 empty] | 11.200.1.32 | 35S-6D4-P111 | UL1_4_DPM1 | UL1_4_S1_PB START PUSHBUTTON | I | APF | UL1_4_VFD1:I.IO_0
UL1_4_VFD1 | IO1 | UL1_4_S1_PB_LT | START PUSHBUTTON LIGHT | [5 empty] | 11.200.1.32 | 35S-6D4-P111 | UL1_4_DPM1 | UL1_4_S1_PB_LT START PUSHBUTTON LIGHT | O | APF | UL1_4_VFD1:O.IO_1
UL1_4_VFD1 | SI0 | UL1_4_EPC1 | E-STOP PULLCORD | [5 empty] | 11.200.1.32 | 35S-6D4-P111 | UL1_4_DPM1 | UL1_4_EPC1 E-STOP PULLCORD | I | APF | UL1_4_VFD1:SI.In00Data
UL1_4_VFD1 | SI1 | UL1_4_EPC1_2 | E-STOP PULLCORD | [5 empty] | 11.200.1.32 | 35S-6D4-P111 | UL1_4_DPM1 | UL1_4_EPC1_2 E-STOP PULLCORD | I | APF | UL1_4_VFD1:SI.In01Data
UL1_4_VFD1 | SI2 | UL1_4_EPC2 | E-STOP PULLCORD | [5 empty] | 11.200.1.32 | 35S-6D4-P111 | UL1_4_DPM1 | UL1_4_EPC2 E-STOP PULLCORD | I | APF | UL1_4_VFD1:SI.In02Data
UL1_4_VFD1 | SI3 | UL1_4_EPC2_2 | E-STOP PULLCORD | [5 empty] | 11.200.1.32 | 35S-6D4-P111 | UL1_4_DPM1 | UL1_4_EPC2_2 E-STOP PULLCORD | I | APF | UL1_4_VFD1:SI.In03Data
UL1_4_VFD1 | SO0 | SPARE | [6 empty] | 11.200.1.32 | 35S-6D4-P111 | UL1_4_DPM1 | SPARE | SPARE | APF | UL1_4_VFD1:SO.Out00Output
UL1_9_VFD1 | I0 | UL1_9_VFD1_DISC | DISCONNECT AUX | [5 empty] | 11.200.1.37 | 35S-6D4-P111 | UL1_4_DPM1 | UL1_9_VFD1_DISC DISCONNECT AUX | I | APF | UL1_9_VFD1:I.In_0
UL1_9_VFD1 | I1 | UL1_9_ENC1 | ENCODER | [5 empty] | 11.200.1.37 | 35S-6D4-P111 | UL1_4_DPM1 | UL1_9_ENC1 ENCODER | I | APF | UL1_9_VFD1:I.In_1
UL1_9_VFD1 | I2 | UL1_9_TPE1 | TRACKING PHOTOEYE | [5 empty] | 11.200.1.37 | 35S-6D4-P111 | UL1_4_DPM1 | UL1_9_TPE1 TRACKING PHOTOEYE | I | APF | UL1_9_VFD1:I.In_2
UL1_9_VFD1 | I3 | UL1_9_TPE2 | TRACKING PHOTOEYE | [5 empty] | 11.200.1.37 | 35S-6D4-P111 | UL1_4_DPM1 | UL1_9_TPE2 TRACKING PHOTOEYE | I | APF | UL1_9_VFD1:I.In_3
UL1_9_VFD1 | IO0 | UL1_9_BCN1_A | AMBER BEACON LIGHT | 2025-07-01 | UL1_9_BCN1_A | AMBER BEACON LIGHT |  |  | 11.200.1.37 | 35S-6D4-P111 | UL1_4_DPM1 | UL1_9_BCN1_A AMBER BEACON LIGHT | O | APF | UL1_9_VFD1:O.IO_0
UL1_9_VFD1 | IO1 | UL1_9_BCN1_R | RED BEACON LIGHT | [5 empty] | 11.200.1.37 | 35S-6D4-P111 | UL1_4_DPM1 | UL1_9_BCN1_R RED BEACON LIGHT | O | APF | UL1_9_VFD1:O.IO_1
UL1_9_VFD1 | SI0 | UL1_9_EPC1 | E-STOP PULLCORD | [5 empty] | 11.200.1.37 | 35S-6D4-P111 | UL1_4_DPM1 | UL1_9_EPC1 E-STOP PULLCORD | I | APF | UL1_9_VFD1:SI.In00Data
UL1_9_VFD1 | SI1 | UL1_9_EPC1_2 | E-STOP PULLCORD | [5 empty] | 11.200.1.37 | 35S-6D4-P111 | UL1_4_DPM1 | UL1_9_EPC1_2 E-STOP PULLCORD | I | APF | UL1_9_VFD1:SI.In01Data
UL1_9_VFD1 | SI2 | UL1_9_EPC2 | E-STOP PULLCORD | [5 empty] | 11.200.1.37 | 35S-6D4-P111 | UL1_4_DPM1 | UL1_9_EPC2 E-STOP PULLCORD | I | APF | UL1_9_VFD1:SI.In02Data
UL1_9_VFD1 | SI3 | UL1_9_EPC2_2 | E-STOP PULLCORD | [5 empty] | 11.200.1.37 | 35S-6D4-P111 | UL1_4_DPM1 | UL1_9_EPC2_2 E-STOP PULLCORD | I | APF | UL1_9_VFD1:SI.In03Data
UL1_9_VFD1 | SO0 | UL1_9_BCN2_R | RED BEACON LIGHT | [5 empty] | 11.200.1.37 | 35S-6D4-P111 | UL1_4_DPM1 | UL1_9_BCN2_R RED BEACON LIGHT | O | APF | UL1_9_VFD1:SO.Out00Output
UL2_3_VFD1 | I0 | UL2_3_VFD1_DISC | DISCONNECT AUX | [5 empty] | 11.200.1.45 | 35S-6D4-P111 | UL2_4_DPM1 | UL2_3_VFD1_DISC DISCONNECT AUX | I | APF | UL2_3_VFD1:I.In_0
UL2_3_VFD1 | I1 | UL2_3_ENC1 | ENCODER | [5 empty] | 11.200.1.45 | 35S-6D4-P111 | UL2_4_DPM1 | UL2_3_ENC1 ENCODER | I | APF | UL2_3_VFD1:I.In_1
UL2_3_VFD1 | I2 | UL2_3_TPE1 | TRACKING PHOTOEYE | [5 empty] | 11.200.1.45 | 35S-6D4-P111 | UL2_4_DPM1 | UL2_3_TPE1 TRACKING PHOTOEYE | I | APF | UL2_3_VFD1:I.In_2
UL2_3_VFD1 | I3 | UL2_3_TPE2 | TRACKING PHOTOEYE | [5 empty] | 11.200.1.45 | 35S-6D4-P111 | UL2_4_DPM1 | UL2_3_TPE2 TRACKING PHOTOEYE | I | APF | UL2_3_VFD1:I.In_3
UL2_3_VFD1 | IO0 | SPARE | [6 empty] | 11.200.1.45 | 35S-6D4-P111 | UL2_4_DPM1 | SPARE | SPARE | APF | UL2_3_VFD1:I.IO_0
UL2_3_VFD1 | IO1 | SPARE | [6 empty] | 11.200.1.45 | 35S-6D4-P111 | UL2_4_DPM1 | SPARE | SPARE | APF | UL2_3_VFD1:I.IO_1
UL2_3_VFD1 | SI0 | UL2_3_EPC1 | E-STOP PULLCORD | [5 empty] | 11.200.1.45 | 35S-6D4-P111 | UL2_4_DPM1 | UL2_3_EPC1 E-STOP PULLCORD | I | APF | UL2_3_VFD1:SI.In00Data
UL2_3_VFD1 | SI1 | UL2_3_EPC1_2 | E-STOP PULLCORD | [5 empty] | 11.200.1.45 | 35S-6D4-P111 | UL2_4_DPM1 | UL2_3_EPC1_2 E-STOP PULLCORD | I | APF | UL2_3_VFD1:SI.In01Data
UL2_3_VFD1 | SI2 | UL2_3_EPC2 | E-STOP PULLCORD | [5 empty] | 11.200.1.45 | 35S-6D4-P111 | UL2_4_DPM1 | UL2_3_EPC2 E-STOP PULLCORD | I | APF | UL2_3_VFD1:SI.In02Data
UL2_3_VFD1 | SI3 | UL2_3_EPC2_2 | E-STOP PULLCORD | [5 empty] | 11.200.1.45 | 35S-6D4-P111 | UL2_4_DPM1 | UL2_3_EPC2_2 E-STOP PULLCORD | I | APF | UL2_3_VFD1:SI.In03Data
UL2_3_VFD1 | SO0 | UL2_1_STO1 | E-STOP OK | [5 empty] | 11.200.1.45 | 35S-6D4-P111 | UL2_4_DPM1 | UL2_1_STO1 E-STOP OK | O | APF | UL2_3_VFD1:SO.Out00Output
UL2_4_VFD1 | I0 | UL2_4_VFD1_DISC | DISCONNECT AUX | [5 empty] | 11.200.1.46 | 35S-6D4-P111 | UL2_4_DPM1 | UL2_4_VFD1_DISC DISCONNECT AUX | I | APF | UL2_4_VFD1:I.In_0
UL2_4_VFD1 | I1 | UL2_4_ENC1 | ENCODER | [5 empty] | 11.200.1.46 | 35S-6D4-P111 | UL2_4_DPM1 | UL2_4_ENC1 ENCODER | I | APF | UL2_4_VFD1:I.In_1
UL2_4_VFD1 | I2 | UL2_4_TPE1 | TRACKING PHOTOEYE | [5 empty] | 11.200.1.46 | 35S-6D4-P111 | UL2_4_DPM1 | UL2_4_TPE1 TRACKING PHOTOEYE | I | APF | UL2_4_VFD1:I.In_2
UL2_4_VFD1 | I3 | SPARE | [6 empty] | 11.200.1.46 | 35S-6D4-P111 | UL2_4_DPM1 | SPARE | SPARE | APF | UL2_4_VFD1:I.In_3
UL2_4_VFD1 | IO0 | UL2_4_BCN1_R | RED BEACON LIGHT | [5 empty] | 11.200.1.46 | 35S-6D4-P111 | UL2_4_DPM1 | UL2_4_BCN1_R RED BEACON LIGHT | O | APF | UL2_4_VFD1:O.IO_0
UL2_4_VFD1 | IO1 | UL2_4_BCN2_R | RED BEACON LIGHT | [5 empty] | 11.200.1.46 | 35S-6D4-P111 | UL2_4_DPM1 | UL2_4_BCN2_R RED BEACON LIGHT | O | APF | UL2_4_VFD1:O.IO_1
UL2_4_VFD1 | SI0 | UL2_4_EPC1 | E-STOP PULLCORD | [5 empty] | 11.200.1.46 | 35S-6D4-P111 | UL2_4_DPM1 | UL2_4_EPC1 E-STOP PULLCORD | I | APF | UL2_4_VFD1:SI.In00Data
UL2_4_VFD1 | SI1 | UL2_4_EPC1_2 | E-STOP PULLCORD | [5 empty] | 11.200.1.46 | 35S-6D4-P111 | UL2_4_DPM1 | UL2_4_EPC1_2 E-STOP PULLCORD | I | APF | UL2_4_VFD1:SI.In01Data
UL2_4_VFD1 | SI2 | UL2_4_EPC2 | E-STOP PULLCORD | [5 empty] | 11.200.1.46 | 35S-6D4-P111 | UL2_4_DPM1 | UL2_4_EPC2 E-STOP PULLCORD | I | APF | UL2_4_VFD1:SI.In02Data
UL2_4_VFD1 | SI3 | UL2_4_EPC2_2 | E-STOP PULLCORD | [5 empty] | 11.200.1.46 | 35S-6D4-P111 | UL2_4_DPM1 | UL2_4_EPC2_2 E-STOP PULLCORD | I | APF | UL2_4_VFD1:SI.In03Data
UL2_4_VFD1 | SO0 | SPARE | [6 empty] | 11.200.1.46 | 35S-6D4-P111 | UL2_4_DPM1 | SPARE | SPARE | APF | UL2_4_VFD1:SO.Out00Output
UL4_13_VFD1 | I0 | UL4_13_VFD1_DISC | DISCONNECT AUX | [5 empty] | 11.200.1.76 | 35S-6D4-P111 | UL4_4_DPM1 | UL4_13_VFD1_DISC DISCONNECT AUX | I | APF | UL4_13_VFD1:I.In_0
UL4_13_VFD1 | I1 | SPARE | [6 empty] | 11.200.1.76 | 35S-6D4-P111 | UL4_4_DPM1 | SPARE | SPARE | APF | UL4_13_VFD1:I.In_1
UL4_13_VFD1 | I2 | SPARE | [6 empty] | 11.200.1.76 | 35S-6D4-P111 | UL4_4_DPM1 | SPARE | SPARE | APF | UL4_13_VFD1:I.In_2
UL4_13_VFD1 | I3 | SPARE | [6 empty] | 11.200.1.76 | 35S-6D4-P111 | UL4_4_DPM1 | SPARE | SPARE | APF | UL4_13_VFD1:I.In_3
UL4_13_VFD1 | IO0 | SPARE | [6 empty] | 11.200.1.76 | 35S-6D4-P111 | UL4_4_DPM1 | SPARE | SPARE | APF | UL4_13_VFD1:I.IO_0
UL4_13_VFD1 | IO1 | SPARE | [6 empty] | 11.200.1.76 | 35S-6D4-P111 | UL4_4_DPM1 | SPARE | SPARE | APF | UL4_13_VFD1:I.IO_1
UL4_13_VFD1 | SI0 | SPARE | [6 empty] | 11.200.1.76 | 35S-6D4-P111 | UL4_4_DPM1 | SPARE | SPARE | APF | UL4_13_VFD1:SI.In00Data
UL4_13_VFD1 | SI1 | SPARE | [6 empty] | 11.200.1.76 | 35S-6D4-P111 | UL4_4_DPM1 | SPARE | SPARE | APF | UL4_13_VFD1:SI.In01Data
UL4_13_VFD1 | SI2 | SPARE | [6 empty] | 11.200.1.76 | 35S-6D4-P111 | UL4_4_DPM1 | SPARE | SPARE | APF | UL4_13_VFD1:SI.In02Data
UL4_13_VFD1 | SI3 | SPARE | [6 empty] | 11.200.1.76 | 35S-6D4-P111 | UL4_4_DPM1 | SPARE | SPARE | APF | UL4_13_VFD1:SI.In03Data
UL4_13_VFD1 | SO0 | SPARE | [6 empty] | 11.200.1.76 | 35S-6D4-P111 | UL4_4_DPM1 | SPARE | SPARE | APF | UL4_13_VFD1:SO.Out00Output
UL4_3_VFD1 | I0 | UL4_3_VFD1_DISC | DISCONNECT AUX | [5 empty] | 11.200.1.65 | 35S-6D4-P111 | UL4_4_DPM1 | UL4_3_VFD1_DISC DISCONNECT AUX | I | APF | UL4_3_VFD1:I.In_0
UL4_3_VFD1 | I1 | UL4_3_ENC1 | ENCODER | [5 empty] | 11.200.1.65 | 35S-6D4-P111 | UL4_4_DPM1 | UL4_3_ENC1 ENCODER | I | APF | UL4_3_VFD1:I.In_1
UL4_3_VFD1 | I2 | UL4_3_TPE1 | TRACKING PHOTOEYE | [5 empty] | 11.200.1.65 | 35S-6D4-P111 | UL4_4_DPM1 | UL4_3_TPE1 TRACKING PHOTOEYE | I | APF | UL4_3_VFD1:I.In_2
UL4_3_VFD1 | I3 | UL4_3_TPE2 | TRACKING PHOTOEYE | [5 empty] | 11.200.1.65 | 35S-6D4-P111 | UL4_4_DPM1 | UL4_3_TPE2 TRACKING PHOTOEYE | I | APF | UL4_3_VFD1:I.In_3
UL4_3_VFD1 | IO0 | SPARE | [6 empty] | 11.200.1.65 | 35S-6D4-P111 | UL4_4_DPM1 | SPARE | SPARE | APF | UL4_3_VFD1:I.IO_0
UL4_3_VFD1 | IO1 | SPARE | [6 empty] | 11.200.1.65 | 35S-6D4-P111 | UL4_4_DPM1 | SPARE | SPARE | APF | UL4_3_VFD1:I.IO_1
UL4_3_VFD1 | SI0 | UL4_3_EPC1 | E-STOP PULLCORD | [5 empty] | 11.200.1.65 | 35S-6D4-P111 | UL4_4_DPM1 | UL4_3_EPC1 E-STOP PULLCORD | I | APF | UL4_3_VFD1:SI.In00Data
UL4_3_VFD1 | SI1 | UL4_3_EPC1_2 | E-STOP PULLCORD | [5 empty] | 11.200.1.65 | 35S-6D4-P111 | UL4_4_DPM1 | UL4_3_EPC1_2 E-STOP PULLCORD | I | APF | UL4_3_VFD1:SI.In01Data
UL4_3_VFD1 | SI2 | UL4_3_EPC2 | E-STOP PULLCORD | [5 empty] | 11.200.1.65 | 35S-6D4-P111 | UL4_4_DPM1 | UL4_3_EPC2 E-STOP PULLCORD | I | APF | UL4_3_VFD1:SI.In02Data
UL4_3_VFD1 | SI3 | UL4_3_EPC2_2 | E-STOP PULLCORD | [5 empty] | 11.200.1.65 | 35S-6D4-P111 | UL4_4_DPM1 | UL4_3_EPC2_2 E-STOP PULLCORD | I | APF | UL4_3_VFD1:SI.In03Data
UL4_3_VFD1 | SO0 | UL4_1_STO1 | E-STOP OK | [5 empty] | 11.200.1.65 | 35S-6D4-P111 | UL4_4_DPM1 | UL4_1_STO1 E-STOP OK | O | APF | UL4_3_VFD1:SO.Out00Output
UL4_4_VFD1 | I0 | UL4_4_VFD1_DISC | DISCONNECT AUX | [5 empty] | 11.200.1.66 | 35S-6D4-P111 | UL4_4_DPM1 | UL4_4_VFD1_DISC DISCONNECT AUX | I | APF | UL4_4_VFD1:I.In_0
UL4_4_VFD1 | I1 | UL4_4_ENC1 | ENCODER | [5 empty] | 11.200.1.66 | 35S-6D4-P111 | UL4_4_DPM1 | UL4_4_ENC1 ENCODER | I | APF | UL4_4_VFD1:I.In_1
UL4_4_VFD1 | I2 | UL4_4_TPE1 | TRACKING PHOTOEYE | [5 empty] | 11.200.1.66 | 35S-6D4-P111 | UL4_4_DPM1 | UL4_4_TPE1 TRACKING PHOTOEYE | I | APF | UL4_4_VFD1:I.In_2
UL4_4_VFD1 | I3 | SPARE | [6 empty] | 11.200.1.66 | 35S-6D4-P111 | UL4_4_DPM1 | SPARE | SPARE | APF | UL4_4_VFD1:I.In_3
UL4_4_VFD1 | IO0 | UL4_4_BCN1_R | RED BEACON LIGHT | [5 empty] | 11.200.1.66 | 35S-6D4-P111 | UL4_4_DPM1 | UL4_4_BCN1_R RED BEACON LIGHT | O | APF | UL4_4_VFD1:O.IO_0
UL4_4_VFD1 | IO1 | UL4_4_BCN2_R | RED BEACON LIGHT | [5 empty] | 11.200.1.66 | 35S-6D4-P111 | UL4_4_DPM1 | UL4_4_BCN2_R RED BEACON LIGHT | O | APF | UL4_4_VFD1:O.IO_1
UL4_4_VFD1 | SI0 | UL4_4_EPC1 | E-STOP PULLCORD | [5 empty] | 11.200.1.66 | 35S-6D4-P111 | UL4_4_DPM1 | UL4_4_EPC1 E-STOP PULLCORD | I | APF | UL4_4_VFD1:SI.In00Data
UL4_4_VFD1 | SI1 | UL4_4_EPC1_2 | E-STOP PULLCORD | [5 empty] | 11.200.1.66 | 35S-6D4-P111 | UL4_4_DPM1 | UL4_4_EPC1_2 E-STOP PULLCORD | I | APF | UL4_4_VFD1:SI.In01Data
UL4_4_VFD1 | SI2 | UL4_4_EPC2 | E-STOP PULLCORD | [5 empty] | 11.200.1.66 | 35S-6D4-P111 | UL4_4_DPM1 | UL4_4_EPC2 E-STOP PULLCORD | I | APF | UL4_4_VFD1:SI.In02Data
UL4_4_VFD1 | SI3 | UL4_4_EPC2_2 | E-STOP PULLCORD | [5 empty] | 11.200.1.66 | 35S-6D4-P111 | UL4_4_DPM1 | UL4_4_EPC2_2 E-STOP PULLCORD | I | APF | UL4_4_VFD1:SI.In03Data
UL4_4_VFD1 | SO0 | SPARE | [6 empty] | 11.200.1.66 | 35S-6D4-P111 | UL4_4_DPM1 | SPARE | SPARE | APF | UL4_4_VFD1:SO.Out00Output
UL4_9_VFD1 | I0 | UL4_9_VFD1_DISC | DISCONNECT AUX | [5 empty] | 11.200.1.71 | 35S-6D4-P111 | UL4_4_DPM1 | UL4_9_VFD1_DISC DISCONNECT AUX | I | APF | UL4_9_VFD1:I.In_0
UL4_9_VFD1 | I1 | UL4_9_ENC1 | ENCODER | [5 empty] | 11.200.1.71 | 35S-6D4-P111 | UL4_4_DPM1 | UL4_9_ENC1 ENCODER | I | APF | UL4_9_VFD1:I.In_1
UL4_9_VFD1 | I2 | UL4_9_TPE1 | TRACKING PHOTOEYE | [5 empty] | 11.200.1.71 | 35S-6D4-P111 | UL4_4_DPM1 | UL4_9_TPE1 TRACKING PHOTOEYE | I | APF | UL4_9_VFD1:I.In_2
UL4_9_VFD1 | I3 | UL4_9_TPE2 | TRACKING PHOTOEYE | [5 empty] | 11.200.1.71 | 35S-6D4-P111 | UL4_4_DPM1 | UL4_9_TPE2 TRACKING PHOTOEYE | I | APF | UL4_9_VFD1:I.In_3
UL4_9_VFD1 | IO0 | UL4_9_BCN1_A | AMBER BEACON LIGHT | [5 empty] | 11.200.1.71 | 35S-6D4-P111 | UL4_4_DPM1 | UL4_9_BCN1_A AMBER BEACON LIGHT | O | APF | UL4_9_VFD1:O.IO_0
UL4_9_VFD1 | IO1 | UL4_9_BCN1_R | RED BEACON LIGHT | [5 empty] | 11.200.1.71 | 35S-6D4-P111 | UL4_4_DPM1 | UL4_9_BCN1_R RED BEACON LIGHT | O | APF | UL4_9_VFD1:O.IO_1
UL4_9_VFD1 | SI0 | UL4_9_EPC1 | E-STOP PULLCORD | [5 empty] | 11.200.1.71 | 35S-6D4-P111 | UL4_4_DPM1 | UL4_9_EPC1 E-STOP PULLCORD | I | APF | UL4_9_VFD1:SI.In00Data
UL4_9_VFD1 | SI1 | UL4_9_EPC1_2 | E-STOP PULLCORD | [5 empty] | 11.200.1.71 | 35S-6D4-P111 | UL4_4_DPM1 | UL4_9_EPC1_2 E-STOP PULLCORD | I | APF | UL4_9_VFD1:SI.In01Data
UL4_9_VFD1 | SI2 | UL4_9_EPC2 | E-STOP PULLCORD | [5 empty] | 11.200.1.71 | 35S-6D4-P111 | UL4_4_DPM1 | UL4_9_EPC2 E-STOP PULLCORD | I | APF | UL4_9_VFD1:SI.In02Data
UL4_9_VFD1 | SI3 | UL4_9_EPC2_2 | E-STOP PULLCORD | [5 empty] | 11.200.1.71 | 35S-6D4-P111 | UL4_4_DPM1 | UL4_9_EPC2_2 E-STOP PULLCORD | I | APF | UL4_9_VFD1:SI.In03Data
UL4_9_VFD1 | SO0 | UL4_9_BCN2_R | RED BEACON LIGHT | [5 empty] | 11.200.1.71 | 35S-6D4-P111 | UL4_4_DPM1 | UL4_9_BCN2_R RED BEACON LIGHT | O | APF | UL4_9_VFD1:SO.Out00Output
UL5_3_VFD1 | I0 | UL5_3_VFD1_DISC | DISCONNECT AUX | [5 empty] | 11.200.1.79 | 35S-6D4-P111 | UL5_4_DPM1 | UL5_3_VFD1_DISC DISCONNECT AUX | I | APF | UL5_3_VFD1:I.In_0
UL5_3_VFD1 | I1 | UL5_3_ENC1 | ENCODER | [5 empty] | 11.200.1.79 | 35S-6D4-P111 | UL5_4_DPM1 | UL5_3_ENC1 ENCODER | I | APF | UL5_3_VFD1:I.In_1
UL5_3_VFD1 | I2 | UL5_3_TPE1 | TRACKING PHOTOEYE | [5 empty] | 11.200.1.79 | 35S-6D4-P111 | UL5_4_DPM1 | UL5_3_TPE1 TRACKING PHOTOEYE | I | APF | UL5_3_VFD1:I.In_2
UL5_3_VFD1 | I3 | UL5_3_TPE2 | TRACKING PHOTOEYE | [5 empty] | 11.200.1.79 | 35S-6D4-P111 | UL5_4_DPM1 | UL5_3_TPE2 TRACKING PHOTOEYE | I | APF | UL5_3_VFD1:I.In_3
UL5_3_VFD1 | IO0 | UL5_4_S1_PB | START PUSHBUTTON | [5 empty] | 11.200.1.79 | 35S-6D4-P111 | UL5_4_DPM1 | UL5_4_S1_PB START PUSHBUTTON | I | APF | UL5_3_VFD1:I.IO_0
UL5_3_VFD1 | IO1 | UL5_4_S1_PB_LT | START PUSHBUTTON LIGHT | [5 empty] | 11.200.1.79 | 35S-6D4-P111 | UL5_4_DPM1 | UL5_4_S1_PB_LT START PUSHBUTTON LIGHT | O | APF | UL5_3_VFD1:O.IO_1
UL5_3_VFD1 | SI0 | UL5_3_EPC1 | E-STOP PULLCORD | [5 empty] | 11.200.1.79 | 35S-6D4-P111 | UL5_4_DPM1 | UL5_3_EPC1 E-STOP PULLCORD | I | APF | UL5_3_VFD1:SI.In00Data
UL5_3_VFD1 | SI1 | UL5_3_EPC1_2 | E-STOP PULLCORD | [5 empty] | 11.200.1.79 | 35S-6D4-P111 | UL5_4_DPM1 | UL5_3_EPC1_2 E-STOP PULLCORD | I | APF | UL5_3_VFD1:SI.In01Data
UL5_3_VFD1 | SI2 | UL5_3_EPC2 | E-STOP PULLCORD | [5 empty] | 11.200.1.79 | 35S-6D4-P111 | UL5_4_DPM1 | UL5_3_EPC2 E-STOP PULLCORD | I | APF | UL5_3_VFD1:SI.In02Data
UL5_3_VFD1 | SI3 | UL5_3_EPC2_2 | E-STOP PULLCORD | [5 empty] | 11.200.1.79 | 35S-6D4-P111 | UL5_4_DPM1 | UL5_3_EPC2_2 E-STOP PULLCORD | I | APF | UL5_3_VFD1:SI.In03Data
UL5_3_VFD1 | SO0 | UL5_1_STO1 | E-STOP OK | [5 empty] | 11.200.1.79 | 35S-6D4-P111 | UL5_4_DPM1 | UL5_1_STO1 E-STOP OK | O | APF | UL5_3_VFD1:SO.Out00Output
UL5_4_VFD1 | I0 | UL5_4_VFD1_DISC | DISCONNECT AUX | [5 empty] | 11.200.1.80 | 35S-6D4-P111 | UL5_4_DPM1 | UL5_4_VFD1_DISC DISCONNECT AUX | I | APF | UL5_4_VFD1:I.In_0
UL5_4_VFD1 | I1 | UL5_4_ENC1 | ENCODER | [5 empty] | 11.200.1.80 | 35S-6D4-P111 | UL5_4_DPM1 | UL5_4_ENC1 ENCODER | I | APF | UL5_4_VFD1:I.In_1
UL5_4_VFD1 | I2 | UL5_4_TPE1 | TRACKING PHOTOEYE | [5 empty] | 11.200.1.80 | 35S-6D4-P111 | UL5_4_DPM1 | UL5_4_TPE1 TRACKING PHOTOEYE | I | APF | UL5_4_VFD1:I.In_2
UL5_4_VFD1 | I3 | SPARE | [6 empty] | 11.200.1.80 | 35S-6D4-P111 | UL5_4_DPM1 | SPARE | SPARE | APF | UL5_4_VFD1:I.In_3
UL5_4_VFD1 | IO0 | UL5_4_BCN1_R | RED BEACON LIGHT | [5 empty] | 11.200.1.80 | 35S-6D4-P111 | UL5_4_DPM1 | UL5_4_BCN1_R RED BEACON LIGHT | O | APF | UL5_4_VFD1:O.IO_0
UL5_4_VFD1 | IO1 | UL5_4_BCN2_R | RED BEACON LIGHT | [5 empty] | 11.200.1.80 | 35S-6D4-P111 | UL5_4_DPM1 | UL5_4_BCN2_R RED BEACON LIGHT | O | APF | UL5_4_VFD1:O.IO_1
UL5_4_VFD1 | SI0 | UL5_4_EPC1 | E-STOP PULLCORD | [5 empty] | 11.200.1.80 | 35S-6D4-P111 | UL5_4_DPM1 | UL5_4_EPC1 E-STOP PULLCORD | I | APF | UL5_4_VFD1:SI.In00Data
UL5_4_VFD1 | SI1 | UL5_4_EPC1_2 | E-STOP PULLCORD | [5 empty] | 11.200.1.80 | 35S-6D4-P111 | UL5_4_DPM1 | UL5_4_EPC1_2 E-STOP PULLCORD | I | APF | UL5_4_VFD1:SI.In01Data
UL5_4_VFD1 | SI2 | UL5_4_EPC2 | E-STOP PULLCORD | [5 empty] | 11.200.1.80 | 35S-6D4-P111 | UL5_4_DPM1 | UL5_4_EPC2 E-STOP PULLCORD | I | APF | UL5_4_VFD1:SI.In02Data
UL5_4_VFD1 | SI3 | UL5_4_EPC2_2 | E-STOP PULLCORD | [5 empty] | 11.200.1.80 | 35S-6D4-P111 | UL5_4_DPM1 | UL5_4_EPC2_2 E-STOP PULLCORD | I | APF | UL5_4_VFD1:SI.In03Data
UL5_4_VFD1 | SO0 | SPARE | [6 empty] | 11.200.1.80 | 35S-6D4-P111 | UL5_4_DPM1 | SPARE | SPARE | APF | UL5_4_VFD1:SO.Out00Output
UL7_13_VFD1 | I0 | UL7_13_VFD1_DISC | DISCONNECT AUX | [5 empty] | 11.200.1.110 | 35S-6D4-P111 | UL7_4_DPM1 | UL7_13_VFD1_DISC DISCONNECT AUX | I | APF | UL7_13_VFD1:I.In_0
UL7_13_VFD1 | I1 | SPARE | [6 empty] | 11.200.1.110 | 35S-6D4-P111 | UL7_4_DPM1 | SPARE | SPARE | APF | UL7_13_VFD1:I.In_1
UL7_13_VFD1 | I2 | SPARE | [6 empty] | 11.200.1.110 | 35S-6D4-P111 | UL7_4_DPM1 | SPARE | SPARE | APF | UL7_13_VFD1:I.In_2
UL7_13_VFD1 | I3 | SPARE | [6 empty] | 11.200.1.110 | 35S-6D4-P111 | UL7_4_DPM1 | SPARE | SPARE | APF | UL7_13_VFD1:I.In_3
UL7_13_VFD1 | IO0 | SPARE | [6 empty] | 11.200.1.110 | 35S-6D4-P111 | UL7_4_DPM1 | SPARE | SPARE | APF | UL7_13_VFD1:I.IO_0
UL7_13_VFD1 | IO1 | SPARE | [6 empty] | 11.200.1.110 | 35S-6D4-P111 | UL7_4_DPM1 | SPARE | SPARE | APF | UL7_13_VFD1:I.IO_1
UL7_13_VFD1 | SI0 | SPARE | [6 empty] | 11.200.1.110 | 35S-6D4-P111 | UL7_4_DPM1 | SPARE | SPARE | APF | UL7_13_VFD1:SI.In00Data
UL7_13_VFD1 | SI1 | SPARE | [6 empty] | 11.200.1.110 | 35S-6D4-P111 | UL7_4_DPM1 | SPARE | SPARE | APF | UL7_13_VFD1:SI.In01Data
UL7_13_VFD1 | SI2 | SPARE | [6 empty] | 11.200.1.110 | 35S-6D4-P111 | UL7_4_DPM1 | SPARE | SPARE | APF | UL7_13_VFD1:SI.In02Data
UL7_13_VFD1 | SI3 | SPARE | [6 empty] | 11.200.1.110 | 35S-6D4-P111 | UL7_4_DPM1 | SPARE | SPARE | APF | UL7_13_VFD1:SI.In03Data
UL7_13_VFD1 | SO0 | SPARE | [6 empty] | 11.200.1.110 | 35S-6D4-P111 | UL7_4_DPM1 | SPARE | SPARE | APF | UL7_13_VFD1:SO.Out00Output
UL7_3_VFD1 | I0 | UL7_3_VFD1_DISC | DISCONNECT AUX | [5 empty] | 11.200.1.99 | 35S-6D4-P111 | UL7_4_DPM1 | UL7_3_VFD1_DISC DISCONNECT AUX | I | APF | UL7_3_VFD1:I.In_0
UL7_3_VFD1 | I1 | UL7_3_ENC1 | ENCODER | [5 empty] | 11.200.1.99 | 35S-6D4-P111 | UL7_4_DPM1 | UL7_3_ENC1 ENCODER | I | APF | UL7_3_VFD1:I.In_1
UL7_3_VFD1 | I2 | UL7_3_TPE1 | TRACKING PHOTOEYE | [5 empty] | 11.200.1.99 | 35S-6D4-P111 | UL7_4_DPM1 | UL7_3_TPE1 TRACKING PHOTOEYE | I | APF | UL7_3_VFD1:I.In_2
UL7_3_VFD1 | I3 | UL7_3_TPE2 | TRACKING PHOTOEYE | [5 empty] | 11.200.1.99 | 35S-6D4-P111 | UL7_4_DPM1 | UL7_3_TPE2 TRACKING PHOTOEYE | I | APF | UL7_3_VFD1:I.In_3
UL7_3_VFD1 | IO0 | UL7_4_S1_PB | START PUSHBUTTON | [5 empty] | 11.200.1.99 | 35S-6D4-P111 | UL7_4_DPM1 | UL7_4_S1_PB START PUSHBUTTON | I | APF | UL7_3_VFD1:I.IO_0
UL7_3_VFD1 | IO1 | UL7_4_S1_PB_LT | START PUSHBUTTON LIGHT | [5 empty] | 11.200.1.99 | 35S-6D4-P111 | UL7_4_DPM1 | UL7_4_S1_PB_LT START PUSHBUTTON LIGHT | O | APF | UL7_3_VFD1:O.IO_1
UL7_3_VFD1 | SI0 | UL7_3_EPC1 | E-STOP PULLCORD | [5 empty] | 11.200.1.99 | 35S-6D4-P111 | UL7_4_DPM1 | UL7_3_EPC1 E-STOP PULLCORD | I | APF | UL7_3_VFD1:SI.In00Data
UL7_3_VFD1 | SI1 | UL7_3_EPC1_2 | E-STOP PULLCORD | [5 empty] | 11.200.1.99 | 35S-6D4-P111 | UL7_4_DPM1 | UL7_3_EPC1_2 E-STOP PULLCORD | I | APF | UL7_3_VFD1:SI.In01Data
UL7_3_VFD1 | SI2 | UL7_3_EPC2 | E-STOP PULLCORD | [5 empty] | 11.200.1.99 | 35S-6D4-P111 | UL7_4_DPM1 | UL7_3_EPC2 E-STOP PULLCORD | I | APF | UL7_3_VFD1:SI.In02Data
UL7_3_VFD1 | SI3 | UL7_3_EPC2_2 | E-STOP PULLCORD | [5 empty] | 11.200.1.99 | 35S-6D4-P111 | UL7_4_DPM1 | UL7_3_EPC2_2 E-STOP PULLCORD | I | APF | UL7_3_VFD1:SI.In03Data
UL7_3_VFD1 | SO0 | UL7_1_STO1 | E-STOP OK | [5 empty] | 11.200.1.99 | 35S-6D4-P111 | UL7_4_DPM1 | UL7_1_STO1 E-STOP OK | O | APF | UL7_3_VFD1:SO.Out00Output
UL7_4_VFD1 | I0 | UL7_4_VFD1_DISC | DISCONNECT AUX | [5 empty] | 11.200.1.100 | 35S-6D4-P111 | UL7_4_DPM1 | UL7_4_VFD1_DISC DISCONNECT AUX | I | APF | UL7_4_VFD1:I.In_0
UL7_4_VFD1 | I1 | UL7_4_ENC1 | ENCODER | [5 empty] | 11.200.1.100 | 35S-6D4-P111 | UL7_4_DPM1 | UL7_4_ENC1 ENCODER | I | APF | UL7_4_VFD1:I.In_1
UL7_4_VFD1 | I2 | UL7_4_TPE1 | TRACKING PHOTOEYE | [5 empty] | 11.200.1.100 | 35S-6D4-P111 | UL7_4_DPM1 | UL7_4_TPE1 TRACKING PHOTOEYE | I | APF | UL7_4_VFD1:I.In_2
UL7_4_VFD1 | I3 | SPARE | [6 empty] | 11.200.1.100 | 35S-6D4-P111 | UL7_4_DPM1 | SPARE | SPARE | APF | UL7_4_VFD1:I.In_3
UL7_4_VFD1 | IO0 | UL7_4_BCN1_R | RED BEACON LIGHT | [5 empty] | 11.200.1.100 | 35S-6D4-P111 | UL7_4_DPM1 | UL7_4_BCN1_R RED BEACON LIGHT | O | APF | UL7_4_VFD1:O.IO_0
UL7_4_VFD1 | IO1 | UL7_4_BCN2_R | RED BEACON LIGHT | [5 empty] | 11.200.1.100 | 35S-6D4-P111 | UL7_4_DPM1 | UL7_4_BCN2_R RED BEACON LIGHT | O | APF | UL7_4_VFD1:O.IO_1
UL7_4_VFD1 | SI0 | UL7_4_EPC1 | E-STOP PULLCORD | [5 empty] | 11.200.1.100 | 35S-6D4-P111 | UL7_4_DPM1 | UL7_4_EPC1 E-STOP PULLCORD | I | APF | UL7_4_VFD1:SI.In00Data
UL7_4_VFD1 | SI1 | UL7_4_EPC1_2 | E-STOP PULLCORD | [5 empty] | 11.200.1.100 | 35S-6D4-P111 | UL7_4_DPM1 | UL7_4_EPC1_2 E-STOP PULLCORD | I | APF | UL7_4_VFD1:SI.In01Data
UL7_4_VFD1 | SI2 | UL7_4_EPC2 | E-STOP PULLCORD | [5 empty] | 11.200.1.100 | 35S-6D4-P111 | UL7_4_DPM1 | UL7_4_EPC2 E-STOP PULLCORD | I | APF | UL7_4_VFD1:SI.In02Data
UL7_4_VFD1 | SI3 | UL7_4_EPC2_2 | E-STOP PULLCORD | [5 empty] | 11.200.1.100 | 35S-6D4-P111 | UL7_4_DPM1 | UL7_4_EPC2_2 E-STOP PULLCORD | I | APF | UL7_4_VFD1:SI.In03Data
UL7_4_VFD1 | SO0 | SPARE | [6 empty] | 11.200.1.100 | 35S-6D4-P111 | UL7_4_DPM1 | SPARE | SPARE | APF | UL7_4_VFD1:SO.Out00Output
UL7_9_VFD1 | I0 | UL7_9_VFD1_DISC | DISCONNECT AUX | [5 empty] | 11.200.1.105 | 35S-6D4-P111 | UL7_4_DPM1 | UL7_9_VFD1_DISC DISCONNECT AUX | I | APF | UL7_9_VFD1:I.In_0
UL7_9_VFD1 | I1 | SPARE | [6 empty] | 11.200.1.105 | 35S-6D4-P111 | UL7_4_DPM1 | SPARE | SPARE | APF | UL7_9_VFD1:I.In_1
UL7_9_VFD1 | I2 | UL7_9_TPE1 | TRACKING PHOTOEYE | [5 empty] | 11.200.1.105 | 35S-6D4-P111 | UL7_4_DPM1 | UL7_9_TPE1 TRACKING PHOTOEYE | I | APF | UL7_9_VFD1:I.In_2
UL7_9_VFD1 | I3 | UL7_9_TPE2 | TRACKING PHOTOEYE | [5 empty] | 11.200.1.105 | 35S-6D4-P111 | UL7_4_DPM1 | UL7_9_TPE2 TRACKING PHOTOEYE | I | APF | UL7_9_VFD1:I.In_3
UL7_9_VFD1 | IO0 | UL7_9_BCN1_A | AMBER BEACON LIGHT | [5 empty] | 11.200.1.105 | 35S-6D4-P111 | UL7_4_DPM1 | UL7_9_BCN1_A AMBER BEACON LIGHT | O | APF | UL7_9_VFD1:O.IO_0
UL7_9_VFD1 | IO1 | UL7_9_BCN1_R | RED BEACON LIGHT | [5 empty] | 11.200.1.105 | 35S-6D4-P111 | UL7_4_DPM1 | UL7_9_BCN1_R RED BEACON LIGHT | O | APF | UL7_9_VFD1:O.IO_1
UL7_9_VFD1 | SI0 | UL7_9_EPC1 | E-STOP PULLCORD | [5 empty] | 11.200.1.105 | 35S-6D4-P111 | UL7_4_DPM1 | UL7_9_EPC1 E-STOP PULLCORD | I | APF | UL7_9_VFD1:SI.In00Data
UL7_9_VFD1 | SI1 | UL7_9_EPC1_2 | E-STOP PULLCORD | [5 empty] | 11.200.1.105 | 35S-6D4-P111 | UL7_4_DPM1 | UL7_9_EPC1_2 E-STOP PULLCORD | I | APF | UL7_9_VFD1:SI.In01Data
UL7_9_VFD1 | SI2 | UL7_9_EPC2 | E-STOP PULLCORD | [5 empty] | 11.200.1.105 | 35S-6D4-P111 | UL7_4_DPM1 | UL7_9_EPC2 E-STOP PULLCORD | I | APF | UL7_9_VFD1:SI.In02Data
UL7_9_VFD1 | SI3 | UL7_9_EPC2_2 | E-STOP PULLCORD | [5 empty] | 11.200.1.105 | 35S-6D4-P111 | UL7_4_DPM1 | UL7_9_EPC2_2 E-STOP PULLCORD | I | APF | UL7_9_VFD1:SI.In03Data
UL7_9_VFD1 | SO0 | UL7_9_BCN2_R | RED BEACON LIGHT | [5 empty] | 11.200.1.105 | 35S-6D4-P111 | UL7_4_DPM1 | UL7_9_BCN2_R RED BEACON LIGHT | O | APF | UL7_9_VFD1:SO.Out00Output
UL9_3_VFD1 | I0 | UL9_3_VFD1_DISC | DISCONNECT AUX | [5 empty] | 11.200.1.122 | 35S-6D4-P111 | UL8_3_DPM1 | UL9_3_VFD1_DISC DISCONNECT AUX | I | APF | UL9_3_VFD1:I.In_0
UL9_3_VFD1 | I1 | UL9_3_ENC1 | ENCODER | [5 empty] | 11.200.1.122 | 35S-6D4-P111 | UL8_3_DPM1 | UL9_3_ENC1 ENCODER | I | APF | UL9_3_VFD1:I.In_1
UL9_3_VFD1 | I2 | UL9_3_TPE1 | TRACKING PHOTOEYE | [5 empty] | 11.200.1.122 | 35S-6D4-P111 | UL8_3_DPM1 | UL9_3_TPE1 TRACKING PHOTOEYE | I | APF | UL9_3_VFD1:I.In_2
UL9_3_VFD1 | I3 | UL9_3_TPE2 | TRACKING PHOTOEYE | [5 empty] | 11.200.1.122 | 35S-6D4-P111 | UL8_3_DPM1 | UL9_3_TPE2 TRACKING PHOTOEYE | I | APF | UL9_3_VFD1:I.In_3
UL9_3_VFD1 | IO0 | SPARE | [6 empty] | 11.200.1.122 | 35S-6D4-P111 | UL8_3_DPM1 | SPARE | SPARE | APF | UL9_3_VFD1:I.IO_0
UL9_3_VFD1 | IO1 | SPARE | [6 empty] | 11.200.1.122 | 35S-6D4-P111 | UL8_3_DPM1 | SPARE | SPARE | APF | UL9_3_VFD1:I.IO_1
UL9_3_VFD1 | SI0 | UL9_3_EPC1 | E-STOP PULLCORD | [5 empty] | 11.200.1.122 | 35S-6D4-P111 | UL8_3_DPM1 | UL9_3_EPC1 E-STOP PULLCORD | I | APF | UL9_3_VFD1:SI.In00Data
UL9_3_VFD1 | SI1 | UL9_3_EPC1_2 | E-STOP PULLCORD | [5 empty] | 11.200.1.122 | 35S-6D4-P111 | UL8_3_DPM1 | UL9_3_EPC1_2 E-STOP PULLCORD | I | APF | UL9_3_VFD1:SI.In01Data
UL9_3_VFD1 | SI2 | UL9_3_EPC2 | E-STOP PULLCORD | [5 empty] | 11.200.1.122 | 35S-6D4-P111 | UL8_3_DPM1 | UL9_3_EPC2 E-STOP PULLCORD | I | APF | UL9_3_VFD1:SI.In02Data
UL9_3_VFD1 | SI3 | UL9_3_EPC2_2 | E-STOP PULLCORD | [5 empty] | 11.200.1.122 | 35S-6D4-P111 | UL8_3_DPM1 | UL9_3_EPC2_2 E-STOP PULLCORD | I | APF | UL9_3_VFD1:SI.In03Data
UL9_3_VFD1 | SO0 | SPARE | [6 empty] | 11.200.1.122 | 35S-6D4-P111 | UL8_3_DPM1 | SPARE | SPARE | APF | UL9_3_VFD1:SO.Out00Output
UL9_4_VFD1 | I0 | UL9_4_VFD1_DISC | DISCONNECT AUX | [5 empty] | 11.200.1.123 | 35S-6D4-P111 | UL8_3_DPM1 | UL9_4_VFD1_DISC DISCONNECT AUX | I | APF | UL9_4_VFD1:I.In_0
UL9_4_VFD1 | I1 | UL9_4_ENC1 | ENCODER | [5 empty] | 11.200.1.123 | 35S-6D4-P111 | UL8_3_DPM1 | UL9_4_ENC1 ENCODER | I | APF | UL9_4_VFD1:I.In_1
UL9_4_VFD1 | I2 | UL9_4_TPE1 | TRACKING PHOTOEYE | [5 empty] | 11.200.1.123 | 35S-6D4-P111 | UL8_3_DPM1 | UL9_4_TPE1 TRACKING PHOTOEYE | I | APF | UL9_4_VFD1:I.In_2
UL9_4_VFD1 | I3 | SPARE | [6 empty] | 11.200.1.123 | 35S-6D4-P111 | UL8_3_DPM1 | SPARE | SPARE | APF | UL9_4_VFD1:I.In_3
UL9_4_VFD1 | IO0 | UL9_4_BCN1_R | RED BEACON LIGHT | [5 empty] | 11.200.1.123 | 35S-6D4-P111 | UL8_3_DPM1 | UL9_4_BCN1_R RED BEACON LIGHT | O | APF | UL9_4_VFD1:O.IO_0
UL9_4_VFD1 | IO1 | UL9_4_BCN2_R | RED BEACON LIGHT | [5 empty] | 11.200.1.123 | 35S-6D4-P111 | UL8_3_DPM1 | UL9_4_BCN2_R RED BEACON LIGHT | O | APF | UL9_4_VFD1:O.IO_1
UL9_4_VFD1 | SI0 | UL9_4_EPC1 | E-STOP PULLCORD | [5 empty] | 11.200.1.123 | 35S-6D4-P111 | UL8_3_DPM1 | UL9_4_EPC1 E-STOP PULLCORD | I | APF | UL9_4_VFD1:SI.In00Data
UL9_4_VFD1 | SI1 | UL9_4_EPC1_2 | E-STOP PULLCORD | [5 empty] | 11.200.1.123 | 35S-6D4-P111 | UL8_3_DPM1 | UL9_4_EPC1_2 E-STOP PULLCORD | I | APF | UL9_4_VFD1:SI.In01Data
UL9_4_VFD1 | SI2 | UL9_4_EPC2 | E-STOP PULLCORD | [5 empty] | 11.200.1.123 | 35S-6D4-P111 | UL8_3_DPM1 | UL9_4_EPC2 E-STOP PULLCORD | I | APF | UL9_4_VFD1:SI.In02Data
UL9_4_VFD1 | SI3 | UL9_4_EPC2_2 | E-STOP PULLCORD | [5 empty] | 11.200.1.123 | 35S-6D4-P111 | UL8_3_DPM1 | UL9_4_EPC2_2 E-STOP PULLCORD | I | APF | UL9_4_VFD1:SI.In03Data
UL9_4_VFD1 | SO0 | UL9_1_STO1 | E-STOP OK | [5 empty] | 11.200.1.123 | 35S-6D4-P111 | UL8_3_DPM1 | UL9_1_STO1 E-STOP OK | O | APF | UL9_4_VFD1:SO.Out00Output
PS1_4_VFD1 | I0 | PS1_4_VFD1_DISC | DISCONNECT AUX |  | PS4_05_VFD1 |  |  |  | 11.200.1.172 | 35S-6D5-P111 | PS1_4_DPM1 | PS1_4_VFD1_DISC DISCONNECT AUX | I | APF | PS1_4_VFD1:I.In_0
PS1_4_VFD1 | I1 | SPARE | [6 empty] | 11.200.1.172 | 35S-6D5-P111 | PS1_4_DPM1 | SPARE | SPARE | APF | PS1_4_VFD1:I.In_1
PS1_4_VFD1 | I2 | PS1_4_TPE1 | TRACKING PHOTOEYE |  | PS4_06_VFD1 |  |  |  | 11.200.1.172 | 35S-6D5-P111 | PS1_4_DPM1 | PS1_4_TPE1 TRACKING PHOTOEYE | I | APF | PS1_4_VFD1:I.In_2
PS1_4_VFD1 | I3 | PS1_4_TPE2 | TRACKING PHOTOEYE |  | PS4_07_VFD1 |  |  |  | 11.200.1.172 | 35S-6D5-P111 | PS1_4_DPM1 | PS1_4_TPE2 TRACKING PHOTOEYE | I | APF | PS1_4_VFD1:I.In_3
PS1_4_VFD1 | IO0 | PS1_5_S1_PB | START PUSHBUTTON |  | PS4_08_VFD1 |  |  |  | 11.200.1.172 | 35S-6D5-P111 | PS1_4_DPM1 | PS1_5_S1_PB START PUSHBUTTON | I | APF | PS1_4_VFD1:I.IO_0
PS1_4_VFD1 | IO1 | PS1_5_S1_PB_LT | START PUSHBUTTON LIGHT |  | PS4_09_VFD1 |  |  |  | 11.200.1.172 | 35S-6D5-P111 | PS1_4_DPM1 | PS1_5_S1_PB_LT START PUSHBUTTON LIGHT | O | APF | PS1_4_VFD1:O.IO_1
PS1_4_VFD1 | SI0 | SPARE | [6 empty] | 11.200.1.172 | 35S-6D5-P111 | PS1_4_DPM1 | SPARE | SPARE | APF | PS1_4_VFD1:SI.In00Data
PS1_4_VFD1 | SI1 | SPARE |  |  | PS4_10_VFD1 |  |  |  | 11.200.1.172 | 35S-6D5-P111 | PS1_4_DPM1 | SPARE | SPARE | APF | PS1_4_VFD1:SI.In01Data
PS1_4_VFD1 | SI2 | SPARE |  |  | PS4_11_VFD1 |  |  |  | 11.200.1.172 | 35S-6D5-P111 | PS1_4_DPM1 | SPARE | SPARE | APF | PS1_4_VFD1:SI.In02Data
PS1_4_VFD1 | SI3 | SPARE |  |  | PS4_12_VFD1 |  |  |  | 11.200.1.172 | 35S-6D5-P111 | PS1_4_DPM1 | SPARE | SPARE | APF | PS1_4_VFD1:SI.In03Data
PS1_4_VFD1 | SO0 | PS1_5_BCN2_R | RED BEACON LIGHT |  | PS4_13_VFD1 |  |  |  | 11.200.1.172 | 35S-6D5-P111 | PS1_4_DPM1 | PS1_5_BCN2_R RED BEACON LIGHT | O | APF | PS1_4_VFD1:SO.Out00Output
PS2_5_VFD1 | I0 | PS2_5_VFD1_DISC | DISCONNECT AUX | [5 empty] | 11.200.1.178 | 35S-6D5-P111 | PS1_4_DPM1 | PS2_5_VFD1_DISC DISCONNECT AUX | I | APF | PS2_5_VFD1:I.In_0
PS2_5_VFD1 | I1 | SPARE |  |  | UL12_08_VFD1 |  |  |  | 11.200.1.178 | 35S-6D5-P111 | PS1_4_DPM1 | SPARE | SPARE | APF | PS2_5_VFD1:I.In_1
PS2_5_VFD1 | I2 | PS2_5_TPE1 | TRACKING PHOTOEYE |  | UL12_09_VFD1 |  |  |  | 11.200.1.178 | 35S-6D5-P111 | PS1_4_DPM1 | PS2_5_TPE1 TRACKING PHOTOEYE | I | APF | PS2_5_VFD1:I.In_2
PS2_5_VFD1 | I3 | PS2_5_TPE2 | TRACKING PHOTOEYE |  | UL12_10_VFD1 |  |  |  | 11.200.1.178 | 35S-6D5-P111 | PS1_4_DPM1 | PS2_5_TPE2 TRACKING PHOTOEYE | I | APF | PS2_5_VFD1:I.In_3
PS2_5_VFD1 | IO0 | PS2_6_S2_PB | START PUSHBUTTON |  | UL2_03_FIO1 |  |  |  | 11.200.1.178 | 35S-6D5-P111 | PS1_4_DPM1 | PS2_6_S2_PB START PUSHBUTTON | I | APF | PS2_5_VFD1:I.IO_0
PS2_5_VFD1 | IO1 | PS2_6_S2_PB_LT | START PUSHBUTTON LIGHT | [5 empty] | 11.200.1.178 | 35S-6D5-P111 | PS1_4_DPM1 | PS2_6_S2_PB_LT START PUSHBUTTON LIGHT | O | APF | PS2_5_VFD1:O.IO_1
PS2_5_VFD1 | SI0 | SPARE |  |  | UL2_03_VFD1 |  |  |  | 11.200.1.178 | 35S-6D5-P111 | PS1_4_DPM1 | SPARE | SPARE | APF | PS2_5_VFD1:SI.In00Data
PS2_5_VFD1 | SI1 | SPARE |  |  | UL2_04_VFD1 |  |  |  | 11.200.1.178 | 35S-6D5-P111 | PS1_4_DPM1 | SPARE | SPARE | APF | PS2_5_VFD1:SI.In01Data
PS2_5_VFD1 | SI2 | SPARE |  |  | UL2_05_VFD1 |  |  |  | 11.200.1.178 | 35S-6D5-P111 | PS1_4_DPM1 | SPARE | SPARE | APF | PS2_5_VFD1:SI.In02Data
PS2_5_VFD1 | SI3 | SPARE |  |  | UL2_06_VFD1 |  |  |  | 11.200.1.178 | 35S-6D5-P111 | PS1_4_DPM1 | SPARE | SPARE | APF | PS2_5_VFD1:SI.In03Data
PS2_5_VFD1 | SO0 | PS2_6_BCN2_R | RED BEACON LIGHT | [5 empty] | 11.200.1.178 | 35S-6D5-P111 | PS1_4_DPM1 | PS2_6_BCN2_R RED BEACON LIGHT | O | APF | PS2_5_VFD1:SO.Out00Output
PS4_6_VFD1 | I0 | PS4_6_VFD1_DISC | DISCONNECT AUX | [5 empty] | 11.200.1.197 | 35S-6D5-P111 | PS4_7_DPM1 | PS4_6_VFD1_DISC DISCONNECT AUX | I | APF | PS4_6_VFD1:I.In_0
PS4_6_VFD1 | I1 | SPARE | [6 empty] | 11.200.1.197 | 35S-6D5-P111 | PS4_7_DPM1 | SPARE | SPARE | APF | PS4_6_VFD1:I.In_1
PS4_6_VFD1 | I2 | PS4_6_TPE1 | TRACKING PHOTOEYE | [5 empty] | 11.200.1.197 | 35S-6D5-P111 | PS4_7_DPM1 | PS4_6_TPE1 TRACKING PHOTOEYE | I | APF | PS4_6_VFD1:I.In_2
PS4_6_VFD1 | I3 | SPARE | [6 empty] | 11.200.1.197 | 35S-6D5-P111 | PS4_7_DPM1 | SPARE | SPARE | APF | PS4_6_VFD1:I.In_3
PS4_6_VFD1 | IO0 | SPARE | [6 empty] | 11.200.1.197 | 35S-6D5-P111 | PS4_7_DPM1 | SPARE | SPARE | APF | PS4_6_VFD1:I.IO_0
PS4_6_VFD1 | IO1 | SPARE | [6 empty] | 11.200.1.197 | 35S-6D5-P111 | PS4_7_DPM1 | SPARE | SPARE | APF | PS4_6_VFD1:I.IO_1
PS4_6_VFD1 | SI0 | SPARE | [6 empty] | 11.200.1.197 | 35S-6D5-P111 | PS4_7_DPM1 | SPARE | SPARE | APF | PS4_6_VFD1:SI.In00Data
PS4_6_VFD1 | SI1 | SPARE | [6 empty] | 11.200.1.197 | 35S-6D5-P111 | PS4_7_DPM1 | SPARE | SPARE | APF | PS4_6_VFD1:SI.In01Data
PS4_6_VFD1 | SI2 | SPARE | [6 empty] | 11.200.1.197 | 35S-6D5-P111 | PS4_7_DPM1 | SPARE | SPARE | APF | PS4_6_VFD1:SI.In02Data
PS4_6_VFD1 | SI3 | SPARE | [6 empty] | 11.200.1.197 | 35S-6D5-P111 | PS4_7_DPM1 | SPARE | SPARE | APF | PS4_6_VFD1:SI.In03Data
PS4_6_VFD1 | SO0 | SPARE | [6 empty] | 11.200.1.197 | 35S-6D5-P111 | PS4_7_DPM1 | SPARE | SPARE | APF | PS4_6_VFD1:SO.Out00Output
PS4_7_VFD1 | I0 | PS4_7_VFD1_DISC | DISCONNECT AUX | [5 empty] | 11.200.1.198 | 35S-6D5-P111 | PS4_7_DPM1 | PS4_7_VFD1_DISC DISCONNECT AUX | I | APF | PS4_7_VFD1:I.In_0
PS4_7_VFD1 | I1 | SPARE | [6 empty] | 11.200.1.198 | 35S-6D5-P111 | PS4_7_DPM1 | SPARE | SPARE | APF | PS4_7_VFD1:I.In_1
PS4_7_VFD1 | I2 | PS4_7_TPE1 | TRACKING PHOTOEYE | [5 empty] | 11.200.1.198 | 35S-6D5-P111 | PS4_7_DPM1 | PS4_7_TPE1 TRACKING PHOTOEYE | I | APF | PS4_7_VFD1:I.In_2
PS4_7_VFD1 | I3 | SPARE | [6 empty] | 11.200.1.198 | 35S-6D5-P111 | PS4_7_DPM1 | SPARE | SPARE | APF | PS4_7_VFD1:I.In_3
PS4_7_VFD1 | IO0 | SPARE | [6 empty] | 11.200.1.198 | 35S-6D5-P111 | PS4_7_DPM1 | SPARE | SPARE | APF | PS4_7_VFD1:I.IO_0
PS4_7_VFD1 | IO1 | SPARE | [6 empty] | 11.200.1.198 | 35S-6D5-P111 | PS4_7_DPM1 | SPARE | SPARE | APF | PS4_7_VFD1:I.IO_1
PS4_7_VFD1 | SI0 | SPARE | [6 empty] | 11.200.1.198 | 35S-6D5-P111 | PS4_7_DPM1 | SPARE | SPARE | APF | PS4_7_VFD1:SI.In00Data
PS4_7_VFD1 | SI1 | SPARE | [6 empty] | 11.200.1.198 | 35S-6D5-P111 | PS4_7_DPM1 | SPARE | SPARE | APF | PS4_7_VFD1:SI.In01Data
PS4_7_VFD1 | SI2 | SPARE | [6 empty] | 11.200.1.198 | 35S-6D5-P111 | PS4_7_DPM1 | SPARE | SPARE | APF | PS4_7_VFD1:SI.In02Data
PS4_7_VFD1 | SI3 | SPARE | [6 empty] | 11.200.1.198 | 35S-6D5-P111 | PS4_7_DPM1 | SPARE | SPARE | APF | PS4_7_VFD1:SI.In03Data
PS4_7_VFD1 | SO0 | SPARE | [6 empty] | 11.200.1.198 | 35S-6D5-P111 | PS4_7_DPM1 | SPARE | SPARE | APF | PS4_7_VFD1:SO.Out00Output
UL10_2_VFD1 | I0 | UL10_2_VFD1_DISC | DISCONNECT AUX | [5 empty] | 11.200.1.134 | 35S-6D5-P111 | UL10_3_DPM1 | UL10_2_VFD1_DISC DISCONNECT AUX | I | APF | UL10_2_VFD1:I.In_0
UL10_2_VFD1 | I1 | SPARE | [6 empty] | 11.200.1.134 | 35S-6D5-P111 | UL10_3_DPM1 | SPARE | SPARE | APF | UL10_2_VFD1:I.In_1
UL10_2_VFD1 | I2 | UL10_2_TPE1 | TRACKING PHOTOEYE | [5 empty] | 11.200.1.134 | 35S-6D5-P111 | UL10_3_DPM1 | UL10_2_TPE1 TRACKING PHOTOEYE | I | APF | UL10_2_VFD1:I.In_2
UL10_2_VFD1 | I3 | UL10_2_TPE2 | TRACKING PHOTOEYE | [5 empty] | 11.200.1.134 | 35S-6D5-P111 | UL10_3_DPM1 | UL10_2_TPE2 TRACKING PHOTOEYE | I | APF | UL10_2_VFD1:I.In_3
UL10_2_VFD1 | IO0 | SPARE | [6 empty] | 11.200.1.134 | 35S-6D5-P111 | UL10_3_DPM1 | SPARE | SPARE | APF | UL10_2_VFD1:I.IO_0
UL10_2_VFD1 | IO1 | SPARE | [6 empty] | 11.200.1.134 | 35S-6D5-P111 | UL10_3_DPM1 | SPARE | SPARE | APF | UL10_2_VFD1:I.IO_1
UL10_2_VFD1 | SI0 | SPARE | [6 empty] | 11.200.1.134 | 35S-6D5-P111 | UL10_3_DPM1 | SPARE | SPARE | APF | UL10_2_VFD1:SI.In00Data
UL10_2_VFD1 | SI1 | SPARE | [6 empty] | 11.200.1.134 | 35S-6D5-P111 | UL10_3_DPM1 | SPARE | SPARE | APF | UL10_2_VFD1:SI.In01Data
UL10_2_VFD1 | SI2 | SPARE | [6 empty] | 11.200.1.134 | 35S-6D5-P111 | UL10_3_DPM1 | SPARE | SPARE | APF | UL10_2_VFD1:SI.In02Data
UL10_2_VFD1 | SI3 | SPARE | [6 empty] | 11.200.1.134 | 35S-6D5-P111 | UL10_3_DPM1 | SPARE | SPARE | APF | UL10_2_VFD1:SI.In03Data
UL10_2_VFD1 | SO0 | SPARE | [6 empty] | 11.200.1.134 | 35S-6D5-P111 | UL10_3_DPM1 | SPARE | SPARE | APF | UL10_2_VFD1:SO.Out00Output
UL3_2_VFD1 | I0 | UL3_2_VFD1_DISC | DISCONNECT AUX | [5 empty] | 11.200.1.54 | 35S-6D5-P111 | UL2_4_DPM1 | UL3_2_VFD1_DISC DISCONNECT AUX | I | APF | UL3_2_VFD1:I.In_0
UL3_2_VFD1 | I1 | UL3_2_ENC1 | ENCODER | [5 empty] | 11.200.1.54 | 35S-6D5-P111 | UL2_4_DPM1 | UL3_2_ENC1 ENCODER | I | APF | UL3_2_VFD1:I.In_1
UL3_2_VFD1 | I2 | UL3_2_TPE1 | TRACKING PHOTOEYE | [5 empty] | 11.200.1.54 | 35S-6D5-P111 | UL2_4_DPM1 | UL3_2_TPE1 TRACKING PHOTOEYE | I | APF | UL3_2_VFD1:I.In_2
UL3_2_VFD1 | I3 | UL3_2_TPE2 | TRACKING PHOTOEYE | [5 empty] | 11.200.1.54 | 35S-6D5-P111 | UL2_4_DPM1 | UL3_2_TPE2 TRACKING PHOTOEYE | I | APF | UL3_2_VFD1:I.In_3
UL3_2_VFD1 | IO0 | SPARE | [6 empty] | 11.200.1.54 | 35S-6D5-P111 | UL2_4_DPM1 | SPARE | SPARE | APF | UL3_2_VFD1:I.IO_0
UL3_2_VFD1 | IO1 | SPARE | [6 empty] | 11.200.1.54 | 35S-6D5-P111 | UL2_4_DPM1 | SPARE | SPARE | APF | UL3_2_VFD1:I.IO_1
UL3_2_VFD1 | SI0 | UL3_2_EPC1 | E-STOP PULLCORD | [5 empty] | 11.200.1.54 | 35S-6D5-P111 | UL2_4_DPM1 | UL3_2_EPC1 E-STOP PULLCORD | I | APF | UL3_2_VFD1:SI.In00Data
UL3_2_VFD1 | SI1 | UL3_2_EPC1_2 | E-STOP PULLCORD | [5 empty] | 11.200.1.54 | 35S-6D5-P111 | UL2_4_DPM1 | UL3_2_EPC1_2 E-STOP PULLCORD | I | APF | UL3_2_VFD1:SI.In01Data
UL3_2_VFD1 | SI2 | UL3_2_EPC2 | E-STOP PULLCORD | [5 empty] | 11.200.1.54 | 35S-6D5-P111 | UL2_4_DPM1 | UL3_2_EPC2 E-STOP PULLCORD | I | APF | UL3_2_VFD1:SI.In02Data
UL3_2_VFD1 | SI3 | UL3_2_EPC2_2 | E-STOP PULLCORD | [5 empty] | 11.200.1.54 | 35S-6D5-P111 | UL2_4_DPM1 | UL3_2_EPC2_2 E-STOP PULLCORD | I | APF | UL3_2_VFD1:SI.In03Data
UL3_2_VFD1 | SO0 | SPARE | [6 empty] | 11.200.1.54 | 35S-6D5-P111 | UL2_4_DPM1 | SPARE | SPARE | APF | UL3_2_VFD1:SO.Out00Output
UL6_2_VFD1 | I0 | UL6_2_VFD1_DISC | DISCONNECT AUX | [5 empty] | 11.200.1.88 | 35S-6D5-P111 | UL5_4_DPM1 | UL6_2_VFD1_DISC DISCONNECT AUX | I | APF | UL6_2_VFD1:I.In_0
UL6_2_VFD1 | I1 | UL6_2_ENC1 | ENCODER | [5 empty] | 11.200.1.88 | 35S-6D5-P111 | UL5_4_DPM1 | UL6_2_ENC1 ENCODER | I | APF | UL6_2_VFD1:I.In_1
UL6_2_VFD1 | I2 | UL6_2_TPE1 | TRACKING PHOTOEYE | [5 empty] | 11.200.1.88 | 35S-6D5-P111 | UL5_4_DPM1 | UL6_2_TPE1 TRACKING PHOTOEYE | I | APF | UL6_2_VFD1:I.In_2
UL6_2_VFD1 | I3 | UL6_2_TPE2 | TRACKING PHOTOEYE | [5 empty] | 11.200.1.88 | 35S-6D5-P111 | UL5_4_DPM1 | UL6_2_TPE2 TRACKING PHOTOEYE | I | APF | UL6_2_VFD1:I.In_3
UL6_2_VFD1 | IO0 | SPARE | [6 empty] | 11.200.1.88 | 35S-6D5-P111 | UL5_4_DPM1 | SPARE | SPARE | APF | UL6_2_VFD1:I.IO_0
UL6_2_VFD1 | IO1 | SPARE | [6 empty] | 11.200.1.88 | 35S-6D5-P111 | UL5_4_DPM1 | SPARE | SPARE | APF | UL6_2_VFD1:I.IO_1
UL6_2_VFD1 | SI0 | UL6_2_EPC1 | E-STOP PULLCORD | [5 empty] | 11.200.1.88 | 35S-6D5-P111 | UL5_4_DPM1 | UL6_2_EPC1 E-STOP PULLCORD | I | APF | UL6_2_VFD1:SI.In00Data
UL6_2_VFD1 | SI1 | UL6_2_EPC1_2 | E-STOP PULLCORD | [5 empty] | 11.200.1.88 | 35S-6D5-P111 | UL5_4_DPM1 | UL6_2_EPC1_2 E-STOP PULLCORD | I | APF | UL6_2_VFD1:SI.In01Data
UL6_2_VFD1 | SI2 | UL6_2_EPC2 | E-STOP PULLCORD | [5 empty] | 11.200.1.88 | 35S-6D5-P111 | UL5_4_DPM1 | UL6_2_EPC2 E-STOP PULLCORD | I | APF | UL6_2_VFD1:SI.In02Data
UL6_2_VFD1 | SI3 | UL6_2_EPC2_2 | E-STOP PULLCORD | [5 empty] | 11.200.1.88 | 35S-6D5-P111 | UL5_4_DPM1 | UL6_2_EPC2_2 E-STOP PULLCORD | I | APF | UL6_2_VFD1:SI.In03Data
UL6_2_VFD1 | SO0 | SPARE | [6 empty] | 11.200.1.88 | 35S-6D5-P111 | UL5_4_DPM1 | SPARE | SPARE | APF | UL6_2_VFD1:SO.Out00Output
UL8_2_VFD1 | I0 | UL8_2_VFD1_DISC | DISCONNECT AUX | [5 empty] | 11.200.1.113 | 35S-6D5-P111 | UL8_3_DPM1 | UL8_2_VFD1_DISC DISCONNECT AUX | I | APF | UL8_2_VFD1:I.In_0
UL8_2_VFD1 | I1 | SPARE | [6 empty] | 11.200.1.113 | 35S-6D5-P111 | UL8_3_DPM1 | SPARE | SPARE | APF | UL8_2_VFD1:I.In_1
UL8_2_VFD1 | I2 | UL8_2_TPE1 | TRACKING PHOTOEYE | [5 empty] | 11.200.1.113 | 35S-6D5-P111 | UL8_3_DPM1 | UL8_2_TPE1 TRACKING PHOTOEYE | I | APF | UL8_2_VFD1:I.In_2
UL8_2_VFD1 | I3 | UL8_2_TPE2 | TRACKING PHOTOEYE | [5 empty] | 11.200.1.113 | 35S-6D5-P111 | UL8_3_DPM1 | UL8_2_TPE2 TRACKING PHOTOEYE | I | APF | UL8_2_VFD1:I.In_3
UL8_2_VFD1 | IO0 | SPARE | [6 empty] | 11.200.1.113 | 35S-6D5-P111 | UL8_3_DPM1 | SPARE | SPARE | APF | UL8_2_VFD1:I.IO_0
UL8_2_VFD1 | IO1 | SPARE | [6 empty] | 11.200.1.113 | 35S-6D5-P111 | UL8_3_DPM1 | SPARE | SPARE | APF | UL8_2_VFD1:I.IO_1
UL8_2_VFD1 | SI0 | SPARE | [6 empty] | 11.200.1.113 | 35S-6D5-P111 | UL8_3_DPM1 | SPARE | SPARE | APF | UL8_2_VFD1:SI.In00Data
UL8_2_VFD1 | SI1 | SPARE | [6 empty] | 11.200.1.113 | 35S-6D5-P111 | UL8_3_DPM1 | SPARE | SPARE | APF | UL8_2_VFD1:SI.In01Data
UL8_2_VFD1 | SI2 | SPARE | [6 empty] | 11.200.1.113 | 35S-6D5-P111 | UL8_3_DPM1 | SPARE | SPARE | APF | UL8_2_VFD1:SI.In02Data
UL8_2_VFD1 | SI3 | SPARE | [6 empty] | 11.200.1.113 | 35S-6D5-P111 | UL8_3_DPM1 | SPARE | SPARE | APF | UL8_2_VFD1:SI.In03Data
UL8_2_VFD1 | SO0 | SPARE | [6 empty] | 11.200.1.113 | 35S-6D5-P111 | UL8_3_DPM1 | SPARE | SPARE | APF | UL8_2_VFD1:SO.Out00Output
PS3_7_VFD1 | I0 | PS3_7_VFD1_DISC | DISCONNECT AUX |  | UL8_03_VFD1 |  |  |  | 11.200.1.186 | 35S-6D6-P111 | PS3_3_DPM1 | PS3_7_VFD1_DISC DISCONNECT AUX | I | APF | PS3_7_VFD1:I.In_0
PS3_7_VFD1 | I1 | SPARE |  |  | UL8_04_VFD1 |  |  |  | 11.200.1.186 | 35S-6D6-P111 | PS3_3_DPM1 | SPARE | SPARE | APF | PS3_7_VFD1:I.In_1
PS3_7_VFD1 | I2 | PS3_7_TPE1 | TRACKING PHOTOEYE | [5 empty] | 11.200.1.186 | 35S-6D6-P111 | PS3_3_DPM1 | PS3_7_TPE1 TRACKING PHOTOEYE | I | APF | PS3_7_VFD1:I.In_2
PS3_7_VFD1 | I3 | SPARE |  |  | UL8_05_VFD1 |  |  |  | 11.200.1.186 | 35S-6D6-P111 | PS3_3_DPM1 | SPARE | SPARE | APF | PS3_7_VFD1:I.In_3
PS3_7_VFD1 | IO0 | PS3_7_JR1_PB | JAM RESET PUSHBUTTON |  | UL8_06_VFD1 |  |  |  | 11.200.1.186 | 35S-6D6-P111 | PS3_3_DPM1 | PS3_7_JR1_PB JAM RESET PUSHBUTTON | I | APF | PS3_7_VFD1:I.IO_0
PS3_7_VFD1 | IO1 | PS3_7_JR1_PB_LT | JAM RESET PUSHBUTTON LIGHT |  | UL8_07_VFD1 |  |  |  | 11.200.1.186 | 35S-6D6-P111 | PS3_3_DPM1 | PS3_7_JR1_PB_LT JAM RESET PUSHBUTTON LIGHT | O | APF | PS3_7_VFD1:O.IO_1
PS3_7_VFD1 | SI0 | SPARE |  |  | UL8_08_VFD1 |  |  |  | 11.200.1.186 | 35S-6D6-P111 | PS3_3_DPM1 | SPARE | SPARE | APF | PS3_7_VFD1:SI.In00Data
PS3_7_VFD1 | SI1 | SPARE | [6 empty] | 11.200.1.186 | 35S-6D6-P111 | PS3_3_DPM1 | SPARE | SPARE | APF | PS3_7_VFD1:SI.In01Data
PS3_7_VFD1 | SI2 | SPARE |  |  | UL8_09_VFD1 |  |  |  | 11.200.1.186 | 35S-6D6-P111 | PS3_3_DPM1 | SPARE | SPARE | APF | PS3_7_VFD1:SI.In02Data
PS3_7_VFD1 | SI3 | SPARE |  |  | UL9_03_FIO1 |  |  |  | 11.200.1.186 | 35S-6D6-P111 | PS3_3_DPM1 | SPARE | SPARE | APF | PS3_7_VFD1:SI.In03Data
PS3_7_VFD1 | SO0 | PS3_7_BCN1_A | AMBER BEACON LIGHT |  | UL9_03_VFD1 |  |  |  | 11.200.1.186 | 35S-6D6-P111 | PS3_3_DPM1 | PS3_7_BCN1_A AMBER BEACON LIGHT | O | APF | PS3_7_VFD1:SO.Out00Output
PS4_10_VFD1 | I0 | PS4_10_VFD1_DISC | DISCONNECT AUX | [5 empty] | 11.200.1.201 | 35S-6D6-P111 | PS4_7_DPM1 | PS4_10_VFD1_DISC DISCONNECT AUX | I | APF | PS4_10_VFD1:I.In_0
PS4_10_VFD1 | I1 | SPARE | [6 empty] | 11.200.1.201 | 35S-6D6-P111 | PS4_7_DPM1 | SPARE | SPARE | APF | PS4_10_VFD1:I.In_1
PS4_10_VFD1 | I2 | PS4_10_TPE1 | TRACKING PHOTOEYE | [5 empty] | 11.200.1.201 | 35S-6D6-P111 | PS4_7_DPM1 | PS4_10_TPE1 TRACKING PHOTOEYE | I | APF | PS4_10_VFD1:I.In_2
PS4_10_VFD1 | I3 | PS4_10_TPE2 | TRACKING PHOTOEYE | [5 empty] | 11.200.1.201 | 35S-6D6-P111 | PS4_7_DPM1 | PS4_10_TPE2 TRACKING PHOTOEYE | I | APF | PS4_10_VFD1:I.In_3
PS4_10_VFD1 | IO0 | SPARE | [6 empty] | 11.200.1.201 | 35S-6D6-P111 | PS4_7_DPM1 | SPARE | SPARE | APF | PS4_10_VFD1:I.IO_0
PS4_10_VFD1 | IO1 | SPARE | [6 empty] | 11.200.1.201 | 35S-6D6-P111 | PS4_7_DPM1 | SPARE | SPARE | APF | PS4_10_VFD1:I.IO_1
PS4_10_VFD1 | SI0 | SPARE | [6 empty] | 11.200.1.201 | 35S-6D6-P111 | PS4_7_DPM1 | SPARE | SPARE | APF | PS4_10_VFD1:SI.In00Data
PS4_10_VFD1 | SI1 | SPARE | [6 empty] | 11.200.1.201 | 35S-6D6-P111 | PS4_7_DPM1 | SPARE | SPARE | APF | PS4_10_VFD1:SI.In01Data
PS4_10_VFD1 | SI2 | SPARE | [6 empty] | 11.200.1.201 | 35S-6D6-P111 | PS4_7_DPM1 | SPARE | SPARE | APF | PS4_10_VFD1:SI.In02Data
PS4_10_VFD1 | SI3 | SPARE | [6 empty] | 11.200.1.201 | 35S-6D6-P111 | PS4_7_DPM1 | SPARE | SPARE | APF | PS4_10_VFD1:SI.In03Data
PS4_10_VFD1 | SO0 | SPARE | [6 empty] | 11.200.1.201 | 35S-6D6-P111 | PS4_7_DPM1 | SPARE | SPARE | APF | PS4_10_VFD1:SO.Out00Output
PDP1_FIO1 | IO00 | PDP1_CB1 | CIRCUIT BREAKER MONITORING | [5 empty] | 11.200.1.210 | 5032-8IOLM12DR | UL7_4_DPM1 | PDP1_CB1 CIRCUIT BREAKER MONITORING | I | M12DR | PDP1_FIO1:I.Pt00.Data
PDP1_FIO1 | IO01 | PDP1_CB2 | CIRCUIT BREAKER MONITORING | [5 empty] | 11.200.1.210 | 5032-8IOLM12DR | UL7_4_DPM1 | PDP1_CB2 CIRCUIT BREAKER MONITORING | I | M12DR | PDP1_FIO1:I.Pt01.Data
PDP1_FIO1 | IO02 | PDP1_CB3 | CIRCUIT BREAKER MONITORING | [5 empty] | 11.200.1.210 | 5032-8IOLM12DR | UL7_4_DPM1 | PDP1_CB3 CIRCUIT BREAKER MONITORING | I | M12DR | PDP1_FIO1:I.Pt02.Data
PDP1_FIO1 | IO03 | PDP1_CB4 | CIRCUIT BREAKER MONITORING | [5 empty] | 11.200.1.210 | 5032-8IOLM12DR | UL7_4_DPM1 | PDP1_CB4 CIRCUIT BREAKER MONITORING | I | M12DR | PDP1_FIO1:I.Pt03.Data
PDP1_FIO1 | IO04 | PDP1_CB5 | CIRCUIT BREAKER MONITORING |  |  |  |  | UL2_1_STO1 | 11.200.1.210 | 5032-8IOLM12DR | UL7_4_DPM1 | PDP1_CB5 CIRCUIT BREAKER MONITORING | I | M12DR | PDP1_FIO1:I.Pt04.Data
PDP1_FIO1 | IO05 | SPARE | [5 empty] | E-STOP OK | 11.200.1.210 | 5032-8IOLM12DR | UL7_4_DPM1 | SPARE | SPARE | M12DR | PDP1_FIO1:O.Pt05.Data
PDP1_FIO1 | IO06 | PDP1_CB6 | CIRCUIT BREAKER MONITORING |  |  |  |  | SEE 900.09 FOR TERMINATION DETAILS | 11.200.1.210 | 5032-8IOLM12DR | UL7_4_DPM1 | PDP1_CB6 CIRCUIT BREAKER MONITORING | I | M12DR | PDP1_FIO1:I.Pt06.Data
PDP1_FIO1 | IO07 | SPARE | [6 empty] | 11.200.1.210 | 5032-8IOLM12DR | UL7_4_DPM1 | SPARE | SPARE | M12DR | PDP1_FIO1:O.Pt07.Data
PDP1_FIO1 | IO08 | PDP1_CB7 | CIRCUIT BREAKER MONITORING | [5 empty] | 11.200.1.210 | 5032-8IOLM12DR | UL7_4_DPM1 | PDP1_CB7 CIRCUIT BREAKER MONITORING | I | M12DR | PDP1_FIO1:I.Pt08.Data
PDP1_FIO1 | IO09 | PDP1_CB8 | CIRCUIT BREAKER MONITORING |  |  |  |  | UL2_1_ESTOP | 11.200.1.210 | 5032-8IOLM12DR | UL7_4_DPM1 | PDP1_CB8 CIRCUIT BREAKER MONITORING | I | M12DR | PDP1_FIO1:I.Pt09.Data
PDP1_FIO1 | IO10 | PDP1_CB9 | CIRCUIT BREAKER MONITORING |  |  |  |  | ESTOP OK | 11.200.1.210 | 5032-8IOLM12DR | UL7_4_DPM1 | PDP1_CB9 CIRCUIT BREAKER MONITORING | I | M12DR | PDP1_FIO1:I.Pt10.Data
PDP1_FIO1 | IO11 | PDP1_CB10 | CIRCUIT BREAKER MONITORING |  |  |  |  | SEE 900.02 FOR TERMINATION DETAILS | 11.200.1.210 | 5032-8IOLM12DR | UL7_4_DPM1 | PDP1_CB10 CIRCUIT BREAKER MONITORING | I | M12DR | PDP1_FIO1:I.Pt11.Data
PDP1_FIO1 | IO12 | PDP1_PWM1 | PHASE MONITOR | [5 empty] | 11.200.1.210 | 5032-8IOLM12DR | UL7_4_DPM1 | PDP1_PWM1 PHASE MONITOR | I | M12DR | PDP1_FIO1:I.Pt12.Data
PDP1_FIO1 | IO13 | SPARE | [6 empty] | 11.200.1.210 | 5032-8IOLM12DR | UL7_4_DPM1 | SPARE | SPARE | M12DR | PDP1_FIO1:O.Pt13.Data
PDP1_FIO1 | IO14 | PDP1_FIOH1 | HUB ARMOR BLOCK | [5 empty] | 11.200.1.210 | 5032-8IOLM12DR | UL7_4_DPM1 | PDP1_FIOH1 HUB ARMOR BLOCK | IOLink | M12DR | PDP1_FIO1:I.IOLink14
PDP1_FIO1 | IO15 | SPARE | [6 empty] | 11.200.1.210 | 5032-8IOLM12DR | UL7_4_DPM1 | SPARE | SPARE | M12DR | PDP1_FIO1:O.Pt15.Data
PDP2_FIO1 | IO00 | PDP2_CB1 | CIRCUIT BREAKER MONITORING | [5 empty] | 11.200.1.212 | 5032-8IOLM12DR | UL7_4_DPM1 | PDP2_CB1 CIRCUIT BREAKER MONITORING | I | M12DR | PDP2_FIO1:I.Pt00.Data
PDP2_FIO1 | IO01 | PDP2_CB2 | CIRCUIT BREAKER MONITORING | [5 empty] | 11.200.1.212 | 5032-8IOLM12DR | UL7_4_DPM1 | PDP2_CB2 CIRCUIT BREAKER MONITORING | I | M12DR | PDP2_FIO1:I.Pt01.Data
PDP2_FIO1 | IO02 | PDP2_CB3 | CIRCUIT BREAKER MONITORING | [5 empty] | 11.200.1.212 | 5032-8IOLM12DR | UL7_4_DPM1 | PDP2_CB3 CIRCUIT BREAKER MONITORING | I | M12DR | PDP2_FIO1:I.Pt02.Data
PDP2_FIO1 | IO03 | PDP2_CB4 | CIRCUIT BREAKER MONITORING | [5 empty] | 11.200.1.212 | 5032-8IOLM12DR | UL7_4_DPM1 | PDP2_CB4 CIRCUIT BREAKER MONITORING | I | M12DR | PDP2_FIO1:I.Pt03.Data
PDP2_FIO1 | IO04 | PDP2_CB5 | CIRCUIT BREAKER MONITORING | [5 empty] | 11.200.1.212 | 5032-8IOLM12DR | UL7_4_DPM1 | PDP2_CB5 CIRCUIT BREAKER MONITORING | I | M12DR | PDP2_FIO1:I.Pt04.Data
PDP2_FIO1 | IO05 | SPARE | [6 empty] | 11.200.1.212 | 5032-8IOLM12DR | UL7_4_DPM1 | SPARE | SPARE | M12DR | PDP2_FIO1:O.Pt05.Data
PDP2_FIO1 | IO06 | PDP2_CB6 | CIRCUIT BREAKER MONITORING | [5 empty] | 11.200.1.212 | 5032-8IOLM12DR | UL7_4_DPM1 | PDP2_CB6 CIRCUIT BREAKER MONITORING | I | M12DR | PDP2_FIO1:I.Pt06.Data
PDP2_FIO1 | IO07 | SPARE | [6 empty] | 11.200.1.212 | 5032-8IOLM12DR | UL7_4_DPM1 | SPARE | SPARE | M12DR | PDP2_FIO1:O.Pt07.Data
PDP2_FIO1 | IO08 | PDP2_CB7 | CIRCUIT BREAKER MONITORING | [5 empty] | 11.200.1.212 | 5032-8IOLM12DR | UL7_4_DPM1 | PDP2_CB7 CIRCUIT BREAKER MONITORING | I | M12DR | PDP2_FIO1:I.Pt08.Data
PDP2_FIO1 | IO09 | PDP2_CB8 | CIRCUIT BREAKER MONITORING | [5 empty] | 11.200.1.212 | 5032-8IOLM12DR | UL7_4_DPM1 | PDP2_CB8 CIRCUIT BREAKER MONITORING | I | M12DR | PDP2_FIO1:I.Pt09.Data
PDP2_FIO1 | IO10 | PDP2_CB9 | CIRCUIT BREAKER MONITORING | [5 empty] | 11.200.1.212 | 5032-8IOLM12DR | UL7_4_DPM1 | PDP2_CB9 CIRCUIT BREAKER MONITORING | I | M12DR | PDP2_FIO1:I.Pt10.Data
PDP2_FIO1 | IO11 | PDP2_CB10 | CIRCUIT BREAKER MONITORING | [5 empty] | 11.200.1.212 | 5032-8IOLM12DR | UL7_4_DPM1 | PDP2_CB10 CIRCUIT BREAKER MONITORING | I | M12DR | PDP2_FIO1:I.Pt11.Data
PDP2_FIO1 | IO12 | PDP2_PWM1 | PHASE MONITOR | [5 empty] | 11.200.1.212 | 5032-8IOLM12DR | UL7_4_DPM1 | PDP2_PWM1 PHASE MONITOR | I | M12DR | PDP2_FIO1:I.Pt12.Data
PDP2_FIO1 | IO13 | SPARE | [6 empty] | 11.200.1.212 | 5032-8IOLM12DR | UL7_4_DPM1 | SPARE | SPARE | M12DR | PDP2_FIO1:O.Pt13.Data
PDP2_FIO1 | IO14 | PDP2_FIOH1 | HUB ARMOR BLOCK | [5 empty] | 11.200.1.212 | 5032-8IOLM12DR | UL7_4_DPM1 | PDP2_FIOH1 HUB ARMOR BLOCK | IOLink | M12DR | PDP2_FIO1:I.IOLink14
PDP2_FIO1 | IO15 | SPARE | [6 empty] | 11.200.1.212 | 5032-8IOLM12DR | UL7_4_DPM1 | SPARE | SPARE | M12DR | PDP2_FIO1:O.Pt15.Data
PDP6_FIO1 | IO00 | PDP6_CB1 | CIRCUIT BREAKER MONITORING | [5 empty] | 11.200.1.214 | 5032-8IOLM12DR | PS1_4_DPM1 | PDP6_CB1 CIRCUIT BREAKER MONITORING | I | M12DR | PDP6_FIO1:I.Pt00.Data
PDP6_FIO1 | IO01 | PDP6_CB2 | CIRCUIT BREAKER MONITORING | [5 empty] | 11.200.1.214 | 5032-8IOLM12DR | PS1_4_DPM1 | PDP6_CB2 CIRCUIT BREAKER MONITORING | I | M12DR | PDP6_FIO1:I.Pt01.Data
PDP6_FIO1 | IO02 | PDP6_CB3 | CIRCUIT BREAKER MONITORING | [5 empty] | 11.200.1.214 | 5032-8IOLM12DR | PS1_4_DPM1 | PDP6_CB3 CIRCUIT BREAKER MONITORING | I | M12DR | PDP6_FIO1:I.Pt02.Data
PDP6_FIO1 | IO03 | PDP6_CB4 | CIRCUIT BREAKER MONITORING | [5 empty] | 11.200.1.214 | 5032-8IOLM12DR | PS1_4_DPM1 | PDP6_CB4 CIRCUIT BREAKER MONITORING | I | M12DR | PDP6_FIO1:I.Pt03.Data
PDP6_FIO1 | IO04 | PDP6_CB5 | CIRCUIT BREAKER MONITORING | [5 empty] | 11.200.1.214 | 5032-8IOLM12DR | PS1_4_DPM1 | PDP6_CB5 CIRCUIT BREAKER MONITORING | I | M12DR | PDP6_FIO1:I.Pt04.Data
PDP6_FIO1 | IO05 | SPARE | [6 empty] | 11.200.1.214 | 5032-8IOLM12DR | PS1_4_DPM1 | SPARE | SPARE | M12DR | PDP6_FIO1:O.Pt05.Data
PDP6_FIO1 | IO06 | PDP6_CB6 | CIRCUIT BREAKER MONITORING | [5 empty] | 11.200.1.214 | 5032-8IOLM12DR | PS1_4_DPM1 | PDP6_CB6 CIRCUIT BREAKER MONITORING | I | M12DR | PDP6_FIO1:I.Pt06.Data
PDP6_FIO1 | IO07 | SPARE | [6 empty] | 11.200.1.214 | 5032-8IOLM12DR | PS1_4_DPM1 | SPARE | SPARE | M12DR | PDP6_FIO1:O.Pt07.Data
PDP6_FIO1 | IO08 | PDP6_CB7 | CIRCUIT BREAKER MONITORING | [5 empty] | 11.200.1.214 | 5032-8IOLM12DR | PS1_4_DPM1 | PDP6_CB7 CIRCUIT BREAKER MONITORING | I | M12DR | PDP6_FIO1:I.Pt08.Data
PDP6_FIO1 | IO09 | PDP6_CB8 | CIRCUIT BREAKER MONITORING | [5 empty] | 11.200.1.214 | 5032-8IOLM12DR | PS1_4_DPM1 | PDP6_CB8 CIRCUIT BREAKER MONITORING | I | M12DR | PDP6_FIO1:I.Pt09.Data
PDP6_FIO1 | IO10 | PDP6_CB9 | CIRCUIT BREAKER MONITORING | [5 empty] | 11.200.1.214 | 5032-8IOLM12DR | PS1_4_DPM1 | PDP6_CB9 CIRCUIT BREAKER MONITORING | I | M12DR | PDP6_FIO1:I.Pt10.Data
PDP6_FIO1 | IO11 | PDP6_CB10 | CIRCUIT BREAKER MONITORING | [5 empty] | 11.200.1.214 | 5032-8IOLM12DR | PS1_4_DPM1 | PDP6_CB10 CIRCUIT BREAKER MONITORING | I | M12DR | PDP6_FIO1:I.Pt11.Data
PDP6_FIO1 | IO12 | PDP6_PWM1 | PHASE MONITOR | [5 empty] | 11.200.1.214 | 5032-8IOLM12DR | PS1_4_DPM1 | PDP6_PWM1 PHASE MONITOR | I | M12DR | PDP6_FIO1:I.Pt12.Data
PDP6_FIO1 | IO13 | SPARE | [6 empty] | 11.200.1.214 | 5032-8IOLM12DR | PS1_4_DPM1 | SPARE | SPARE | M12DR | PDP6_FIO1:O.Pt13.Data
PDP6_FIO1 | IO14 | PDP6_FIOH1 | HUB ARMOR BLOCK | [5 empty] | 11.200.1.214 | 5032-8IOLM12DR | PS1_4_DPM1 | PDP6_FIOH1 HUB ARMOR BLOCK | IOLink | M12DR | PDP6_FIO1:I.IOLink14
PDP6_FIO1 | IO15 | SPARE | [6 empty] | 11.200.1.214 | 5032-8IOLM12DR | PS1_4_DPM1 | SPARE | SPARE | M12DR | PDP6_FIO1:O.Pt15.Data
UL10_2_FIO1 | IO00 | UL10_1_BCN1_R | RED BEACON LIGHT | [5 empty] | 11.200.1.143 | 5032-8IOLM12DR | UL10_3_DPM1 | UL10_1_BCN1_R RED BEACON LIGHT | O | M12DR | UL10_2_FIO1:O.Pt00.Data
UL10_2_FIO1 | IO01 | SPARE | [6 empty] | 11.200.1.143 | 5032-8IOLM12DR | UL10_3_DPM1 | SPARE | SPARE | M12DR | UL10_2_FIO1:I.Pt01.Data
UL10_2_FIO1 | IO02 | UL10_1_BCN2_R | RED BEACON LIGHT | [5 empty] | 11.200.1.143 | 5032-8IOLM12DR | UL10_3_DPM1 | UL10_1_BCN2_R RED BEACON LIGHT | O | M12DR | UL10_2_FIO1:O.Pt02.Data
UL10_2_FIO1 | IO03 | SPARE | [6 empty] | 11.200.1.143 | 5032-8IOLM12DR | UL10_3_DPM1 | SPARE | SPARE | M12DR | UL10_2_FIO1:I.Pt03.Data
UL10_2_FIO1 | IO04 | UL10_1_SS1_SPB | SS STATION START PUSHBUTTON | 2025-07-01 |  |  |  |  | 11.200.1.143 | 5032-8IOLM12DR | UL10_3_DPM1 | UL10_1_SS1_SPB SS STATION START PUSHBUTTON | I | M12DR | UL10_2_FIO1:I.Pt04.Data
UL10_2_FIO1 | IO05 | UL10_1_SS1_SPB_LT | SS STATION START PUSHBUTTON LIGHT | 2025-07-01 |  |  |  |  | 11.200.1.143 | 5032-8IOLM12DR | UL10_3_DPM1 | UL10_1_SS1_SPB_LT SS STATION START PUSHBUTTON LIGHT | O | M12DR | UL10_2_FIO1:O.Pt05.Data
UL10_2_FIO1 | IO06 | UL10_1_SS1_STPB | SS STATION STOP PUSHBUTTON | 2025-07-01 |  |  |  |  | 11.200.1.143 | 5032-8IOLM12DR | UL10_3_DPM1 | UL10_1_SS1_STPB SS STATION STOP PUSHBUTTON | I | M12DR | UL10_2_FIO1:I.Pt06.Data
UL10_2_FIO1 | IO07 | SPARE | [6 empty] | 11.200.1.143 | 5032-8IOLM12DR | UL10_3_DPM1 | SPARE | SPARE | M12DR | UL10_2_FIO1:O.Pt07.Data
UL10_2_FIO1 | IO08 | UL10_2_LPE1 | LASEREYE | [5 empty] | 11.200.1.143 | 5032-8IOLM12DR | UL10_3_DPM1 | UL10_2_LPE1 LASEREYE | IOLink | M12DR | UL10_2_FIO1:I.IOLink08
UL10_2_FIO1 | IO09 | SPARE | [6 empty] | 11.200.1.143 | 5032-8IOLM12DR | UL10_3_DPM1 | SPARE | SPARE | M12DR | UL10_2_FIO1:I.Pt09.Data
UL10_2_FIO1 | IO10 | UL10_2_LPE2 | LASEREYE | [5 empty] | 11.200.1.143 | 5032-8IOLM12DR | UL10_3_DPM1 | UL10_2_LPE2 LASEREYE | IOLink | M12DR | UL10_2_FIO1:I.IOLink10
UL10_2_FIO1 | IO11 | SPARE | [6 empty] | 11.200.1.143 | 5032-8IOLM12DR | UL10_3_DPM1 | SPARE | SPARE | M12DR | UL10_2_FIO1:I.Pt11.Data
UL10_2_FIO1 | IO12 | SPARE | [6 empty] | 11.200.1.143 | 5032-8IOLM12DR | UL10_3_DPM1 | SPARE | SPARE | M12DR | UL10_2_FIO1:I.Pt12.Data
UL10_2_FIO1 | IO13 | SPARE | [6 empty] | 11.200.1.143 | 5032-8IOLM12DR | UL10_3_DPM1 | SPARE | SPARE | M12DR | UL10_2_FIO1:O.Pt13.Data
UL10_2_FIO1 | IO14 | SPARE | [6 empty] | 11.200.1.143 | 5032-8IOLM12DR | UL10_3_DPM1 | SPARE | SPARE | M12DR | UL10_2_FIO1:I.Pt14.Data
UL10_2_FIO1 | IO15 | SPARE | [6 empty] | 11.200.1.143 | 5032-8IOLM12DR | UL10_3_DPM1 | SPARE | SPARE | M12DR | UL10_2_FIO1:O.Pt15.Data
UL11_13_FIO1 | IO00 | UL11_13_PE1 | DEBRIS SENSOR | [5 empty] | 11.200.1.219 | 5032-8IOLM12DR | UL11_10_DPM1 | UL11_13_PE1 DEBRIS SENSOR | I | M12DR | UL11_13_FIO1:I.Pt00.Data
UL11_13_FIO1 | IO01 | SPARE | [6 empty] | 11.200.1.219 | 5032-8IOLM12DR | UL11_10_DPM1 | SPARE | SPARE | M12DR | UL11_13_FIO1:I.Pt01.Data
UL11_13_FIO1 | IO02 | UL11_13_PE2 | BELT ENGAGEMENT SENSOR | [5 empty] | 11.200.1.219 | 5032-8IOLM12DR | UL11_10_DPM1 | UL11_13_PE2 BELT ENGAGEMENT SENSOR | I | M12DR | UL11_13_FIO1:I.Pt02.Data
UL11_13_FIO1 | IO03 | SPARE | [6 empty] | 11.200.1.219 | 5032-8IOLM12DR | UL11_10_DPM1 | SPARE | SPARE | M12DR | UL11_13_FIO1:I.Pt03.Data
UL11_13_FIO1 | IO04 | UL11_13_SOL1 | DIVERT MODULE | [5 empty] | 11.200.1.219 | 5032-8IOLM12DR | UL11_10_DPM1 | UL11_13_SOL1 DIVERT MODULE | IOLink | M12DR | UL11_13_FIO1:I.IOLink04
UL11_13_FIO1 | IO05 | SPARE | [6 empty] | 11.200.1.219 | 5032-8IOLM12DR | UL11_10_DPM1 | SPARE | SPARE | M12DR | UL11_13_FIO1:O.Pt05.Data
UL11_13_FIO1 | IO06 | UL11_13_SOL2 | DIVERT MODULE | [5 empty] | 11.200.1.219 | 5032-8IOLM12DR | UL11_10_DPM1 | UL11_13_SOL2 DIVERT MODULE | IOLink | M12DR | UL11_13_FIO1:I.IOLink06
UL11_13_FIO1 | IO07 | SPARE | [6 empty] | 11.200.1.219 | 5032-8IOLM12DR | UL11_10_DPM1 | SPARE | SPARE | M12DR | UL11_13_FIO1:O.Pt07.Data
UL11_13_FIO1 | IO08 | UL11_13_PE3 | ENTRANCE PE | [5 empty] | 11.200.1.219 | 5032-8IOLM12DR | UL11_10_DPM1 | UL11_13_PE3 ENTRANCE PE | I | M12DR | UL11_13_FIO1:I.Pt08.Data
UL11_13_FIO1 | IO09 | SPARE | [6 empty] | 11.200.1.219 | 5032-8IOLM12DR | UL11_10_DPM1 | SPARE | SPARE | M12DR | UL11_13_FIO1:I.Pt09.Data
UL11_13_FIO1 | IO10 | UL11_13_PE4 | EXIT PE | [5 empty] | 11.200.1.219 | 5032-8IOLM12DR | UL11_10_DPM1 | UL11_13_PE4 EXIT PE | I | M12DR | UL11_13_FIO1:I.Pt10.Data
UL11_13_FIO1 | IO11 | SPARE | [6 empty] | 11.200.1.219 | 5032-8IOLM12DR | UL11_10_DPM1 | SPARE | SPARE | M12DR | UL11_13_FIO1:I.Pt11.Data
UL11_13_FIO1 | IO12 | UL11_13_SOL3 | DIVERT MODULE | [5 empty] | 11.200.1.219 | 5032-8IOLM12DR | UL11_10_DPM1 | UL11_13_SOL3 DIVERT MODULE | IOLink | M12DR | UL11_13_FIO1:I.IOLink12
UL11_13_FIO1 | IO13 | SPARE | [6 empty] | 11.200.1.219 | 5032-8IOLM12DR | UL11_10_DPM1 | SPARE | SPARE | M12DR | UL11_13_FIO1:O.Pt13.Data
UL11_13_FIO1 | IO14 | UL11_13_PE5 | DEBRIS SENSOR | [5 empty] | 11.200.1.219 | 5032-8IOLM12DR | UL11_10_DPM1 | UL11_13_PE5 DEBRIS SENSOR | I | M12DR | UL11_13_FIO1:I.Pt14.Data
UL11_13_FIO1 | IO15 | SPARE | [6 empty] | 11.200.1.219 | 5032-8IOLM12DR | UL11_10_DPM1 | SPARE | SPARE | M12DR | UL11_13_FIO1:O.Pt15.Data
UL11_3_FIO1 | IO00 | UL11_3_BCN1_R | RED BEACON LIGHT | [5 empty] | 11.200.1.158 | 5032-8IOLM12DR | UL11_10_DPM1 | UL11_3_BCN1_R RED BEACON LIGHT | O | M12DR | UL11_3_FIO1:O.Pt00.Data
UL11_3_FIO1 | IO01 | SPARE | [6 empty] | 11.200.1.158 | 5032-8IOLM12DR | UL11_10_DPM1 | SPARE | SPARE | M12DR | UL11_3_FIO1:I.Pt01.Data
UL11_3_FIO1 | IO02 | UL11_3_BCN2_R | RED BEACON LIGHT | [5 empty] | 11.200.1.158 | 5032-8IOLM12DR | UL11_10_DPM1 | UL11_3_BCN2_R RED BEACON LIGHT | O | M12DR | UL11_3_FIO1:O.Pt02.Data
UL11_3_FIO1 | IO03 | SPARE | [6 empty] | 11.200.1.158 | 5032-8IOLM12DR | UL11_10_DPM1 | SPARE | SPARE | M12DR | UL11_3_FIO1:I.Pt03.Data
UL11_3_FIO1 | IO04 | UL11_3_LPE1 | LASEREYE | [5 empty] | 11.200.1.158 | 5032-8IOLM12DR | UL11_10_DPM1 | UL11_3_LPE1 LASEREYE | IOLink | M12DR | UL11_3_FIO1:I.IOLink04
UL11_3_FIO1 | IO05 | SPARE | [6 empty] | 11.200.1.158 | 5032-8IOLM12DR | UL11_10_DPM1 | SPARE | SPARE | M12DR | UL11_3_FIO1:O.Pt05.Data
UL11_3_FIO1 | IO06 | UL11_3_LPE2 | LASEREYE | [5 empty] | 11.200.1.158 | 5032-8IOLM12DR | UL11_10_DPM1 | UL11_3_LPE2 LASEREYE | IOLink | M12DR | UL11_3_FIO1:I.IOLink06
UL11_3_FIO1 | IO07 | SPARE | [6 empty] | 11.200.1.158 | 5032-8IOLM12DR | UL11_10_DPM1 | SPARE | SPARE | M12DR | UL11_3_FIO1:O.Pt07.Data
UL11_3_FIO1 | IO08 | UL11_3_S1_PB | START PUSHBUTTON | [5 empty] | 11.200.1.158 | 5032-8IOLM12DR | UL11_10_DPM1 | UL11_3_S1_PB START PUSHBUTTON | I | M12DR | UL11_3_FIO1:I.Pt08.Data
UL11_3_FIO1 | IO09 | UL11_3_S1_PB_LT | START PUSHBUTTON LIGHT | [5 empty] | 11.200.1.158 | 5032-8IOLM12DR | UL11_10_DPM1 | UL11_3_S1_PB_LT START PUSHBUTTON LIGHT | O | M12DR | UL11_3_FIO1:O.Pt09.Data
UL11_3_FIO1 | IO10 | UL11_3_S2_PB | START PUSHBUTTON | [5 empty] | 11.200.1.158 | 5032-8IOLM12DR | UL11_10_DPM1 | UL11_3_S2_PB START PUSHBUTTON | I | M12DR | UL11_3_FIO1:I.Pt10.Data
UL11_3_FIO1 | IO11 | UL11_3_S2_PB_LT | START PUSHBUTTON LIGHT | [5 empty] | 11.200.1.158 | 5032-8IOLM12DR | UL11_10_DPM1 | UL11_3_S2_PB_LT START PUSHBUTTON LIGHT | O | M12DR | UL11_3_FIO1:O.Pt11.Data
UL11_3_FIO1 | IO12 | SPARE | [6 empty] | 11.200.1.158 | 5032-8IOLM12DR | UL11_10_DPM1 | SPARE | SPARE | M12DR | UL11_3_FIO1:I.Pt12.Data
UL11_3_FIO1 | IO13 | SPARE | [6 empty] | 11.200.1.158 | 5032-8IOLM12DR | UL11_10_DPM1 | SPARE | SPARE | M12DR | UL11_3_FIO1:O.Pt13.Data
UL11_3_FIO1 | IO14 | SPARE | [6 empty] | 11.200.1.158 | 5032-8IOLM12DR | UL11_10_DPM1 | SPARE | SPARE | M12DR | UL11_3_FIO1:I.Pt14.Data
UL11_3_FIO1 | IO15 | SPARE | [6 empty] | 11.200.1.158 | 5032-8IOLM12DR | UL11_10_DPM1 | SPARE | SPARE | M12DR | UL11_3_FIO1:O.Pt15.Data
UL12_3_FIO1 | IO00 | UL12_3_BCN1_R | RED BEACON LIGHT | [5 empty] | 11.200.1.168 | 5032-8IOLM12DR | UL10_3_DPM1 | UL12_3_BCN1_R RED BEACON LIGHT | O | M12DR | UL12_3_FIO1:O.Pt00.Data
UL12_3_FIO1 | IO01 | SPARE | [6 empty] | 11.200.1.168 | 5032-8IOLM12DR | UL10_3_DPM1 | SPARE | SPARE | M12DR | UL12_3_FIO1:I.Pt01.Data
UL12_3_FIO1 | IO02 | UL12_3_BCN2_R | RED BEACON LIGHT | [5 empty] | 11.200.1.168 | 5032-8IOLM12DR | UL10_3_DPM1 | UL12_3_BCN2_R RED BEACON LIGHT | O | M12DR | UL12_3_FIO1:O.Pt02.Data
UL12_3_FIO1 | IO03 | SPARE | [6 empty] | 11.200.1.168 | 5032-8IOLM12DR | UL10_3_DPM1 | SPARE | SPARE | M12DR | UL12_3_FIO1:I.Pt03.Data
UL12_3_FIO1 | IO04 | UL12_3_LPE1 | LASEREYE | [5 empty] | 11.200.1.168 | 5032-8IOLM12DR | UL10_3_DPM1 | UL12_3_LPE1 LASEREYE | IOLink | M12DR | UL12_3_FIO1:I.IOLink04
UL12_3_FIO1 | IO05 | SPARE | [6 empty] | 11.200.1.168 | 5032-8IOLM12DR | UL10_3_DPM1 | SPARE | SPARE | M12DR | UL12_3_FIO1:O.Pt05.Data
UL12_3_FIO1 | IO06 | UL12_3_LPE2 | LASEREYE | [5 empty] | 11.200.1.168 | 5032-8IOLM12DR | UL10_3_DPM1 | UL12_3_LPE2 LASEREYE | IOLink | M12DR | UL12_3_FIO1:I.IOLink06
UL12_3_FIO1 | IO07 | SPARE | [6 empty] | 11.200.1.168 | 5032-8IOLM12DR | UL10_3_DPM1 | SPARE | SPARE | M12DR | UL12_3_FIO1:O.Pt07.Data
UL12_3_FIO1 | IO08 | UL12_3_S1_PB | START PUSHBUTTON | [5 empty] | 11.200.1.168 | 5032-8IOLM12DR | UL10_3_DPM1 | UL12_3_S1_PB START PUSHBUTTON | I | M12DR | UL12_3_FIO1:I.Pt08.Data
UL12_3_FIO1 | IO09 | UL12_3_S1_PB_LT | START PUSHBUTTON LIGHT | [5 empty] | 11.200.1.168 | 5032-8IOLM12DR | UL10_3_DPM1 | UL12_3_S1_PB_LT START PUSHBUTTON LIGHT | O | M12DR | UL12_3_FIO1:O.Pt09.Data
UL12_3_FIO1 | IO10 | UL12_3_S2_PB | START PUSHBUTTON | [5 empty] | 11.200.1.168 | 5032-8IOLM12DR | UL10_3_DPM1 | UL12_3_S2_PB START PUSHBUTTON | I | M12DR | UL12_3_FIO1:I.Pt10.Data
UL12_3_FIO1 | IO11 | UL12_3_S2_PB_LT | START PUSHBUTTON LIGHT | [5 empty] | 11.200.1.168 | 5032-8IOLM12DR | UL10_3_DPM1 | UL12_3_S2_PB_LT START PUSHBUTTON LIGHT | O | M12DR | UL12_3_FIO1:O.Pt11.Data
UL12_3_FIO1 | IO12 | SPARE | [6 empty] | 11.200.1.168 | 5032-8IOLM12DR | UL10_3_DPM1 | SPARE | SPARE | M12DR | UL12_3_FIO1:I.Pt12.Data
UL12_3_FIO1 | IO13 | SPARE | [6 empty] | 11.200.1.168 | 5032-8IOLM12DR | UL10_3_DPM1 | SPARE | SPARE | M12DR | UL12_3_FIO1:O.Pt13.Data
UL12_3_FIO1 | IO14 | SPARE | [6 empty] | 11.200.1.168 | 5032-8IOLM12DR | UL10_3_DPM1 | SPARE | SPARE | M12DR | UL12_3_FIO1:I.Pt14.Data
UL12_3_FIO1 | IO15 | SPARE | [6 empty] | 11.200.1.168 | 5032-8IOLM12DR | UL10_3_DPM1 | SPARE | SPARE | M12DR | UL12_3_FIO1:O.Pt15.Data
UL1_13_FIO1 | IO00 | UL1_13_PE1 | DEBRIS SENSOR | [5 empty] | 11.200.1.216 | 5032-8IOLM12DR | UL1_4_DPM1 | UL1_13_PE1 DEBRIS SENSOR | I | M12DR | UL1_13_FIO1:I.Pt00.Data
UL1_13_FIO1 | IO01 | SPARE | [6 empty] | 11.200.1.216 | 5032-8IOLM12DR | UL1_4_DPM1 | SPARE | SPARE | M12DR | UL1_13_FIO1:I.Pt01.Data
UL1_13_FIO1 | IO02 | UL1_13_PE2 | BELT ENGAGEMENT SENSOR | [5 empty] | 11.200.1.216 | 5032-8IOLM12DR | UL1_4_DPM1 | UL1_13_PE2 BELT ENGAGEMENT SENSOR | I | M12DR | UL1_13_FIO1:I.Pt02.Data
UL1_13_FIO1 | IO03 | SPARE | [6 empty] | 11.200.1.216 | 5032-8IOLM12DR | UL1_4_DPM1 | SPARE | SPARE | M12DR | UL1_13_FIO1:I.Pt03.Data
UL1_13_FIO1 | IO04 | UL1_13_SOL1 | DIVERT MODULE | [5 empty] | 11.200.1.216 | 5032-8IOLM12DR | UL1_4_DPM1 | UL1_13_SOL1 DIVERT MODULE | IOLink | M12DR | UL1_13_FIO1:I.IOLink04
UL1_13_FIO1 | IO05 | SPARE | [6 empty] | 11.200.1.216 | 5032-8IOLM12DR | UL1_4_DPM1 | SPARE | SPARE | M12DR | UL1_13_FIO1:O.Pt05.Data
UL1_13_FIO1 | IO06 | UL1_13_SOL2 | DIVERT MODULE | [5 empty] | 11.200.1.216 | 5032-8IOLM12DR | UL1_4_DPM1 | UL1_13_SOL2 DIVERT MODULE | IOLink | M12DR | UL1_13_FIO1:I.IOLink06
UL1_13_FIO1 | IO07 | SPARE | [6 empty] | 11.200.1.216 | 5032-8IOLM12DR | UL1_4_DPM1 | SPARE | SPARE | M12DR | UL1_13_FIO1:O.Pt07.Data
UL1_13_FIO1 | IO08 | UL1_13_PE3 | ENTRANCE PE | [5 empty] | 11.200.1.216 | 5032-8IOLM12DR | UL1_4_DPM1 | UL1_13_PE3 ENTRANCE PE | I | M12DR | UL1_13_FIO1:I.Pt08.Data
UL1_13_FIO1 | IO09 | SPARE | [6 empty] | 11.200.1.216 | 5032-8IOLM12DR | UL1_4_DPM1 | SPARE | SPARE | M12DR | UL1_13_FIO1:I.Pt09.Data
UL1_13_FIO1 | IO10 | UL1_13_PE4 | EXIT PE | [5 empty] | 11.200.1.216 | 5032-8IOLM12DR | UL1_4_DPM1 | UL1_13_PE4 EXIT PE | I | M12DR | UL1_13_FIO1:I.Pt10.Data
UL1_13_FIO1 | IO11 | SPARE | [6 empty] | 11.200.1.216 | 5032-8IOLM12DR | UL1_4_DPM1 | SPARE | SPARE | M12DR | UL1_13_FIO1:I.Pt11.Data
UL1_13_FIO1 | IO12 | UL1_13_SOL3 | DIVERT MODULE | [5 empty] | 11.200.1.216 | 5032-8IOLM12DR | UL1_4_DPM1 | UL1_13_SOL3 DIVERT MODULE | IOLink | M12DR | UL1_13_FIO1:I.IOLink12
UL1_13_FIO1 | IO13 | SPARE | [6 empty] | 11.200.1.216 | 5032-8IOLM12DR | UL1_4_DPM1 | SPARE | SPARE | M12DR | UL1_13_FIO1:O.Pt13.Data
UL1_13_FIO1 | IO14 | UL1_13_PE5 | DEBRIS SENSOR | [5 empty] | 11.200.1.216 | 5032-8IOLM12DR | UL1_4_DPM1 | UL1_13_PE5 DEBRIS SENSOR | I | M12DR | UL1_13_FIO1:I.Pt14.Data
UL1_13_FIO1 | IO15 | SPARE | [6 empty] | 11.200.1.216 | 5032-8IOLM12DR | UL1_4_DPM1 | SPARE | SPARE | M12DR | UL1_13_FIO1:O.Pt15.Data
UL1_3_FIO1 | IO00 | UL1_3_BCN1_R | RED BEACON LIGHT | [5 empty] | 11.200.1.43 | 5032-8IOLM12DR | UL1_4_DPM1 | UL1_3_BCN1_R RED BEACON LIGHT | O | M12DR | UL1_3_FIO1:O.Pt00.Data
UL1_3_FIO1 | IO01 | SPARE | [6 empty] | 11.200.1.43 | 5032-8IOLM12DR | UL1_4_DPM1 | SPARE | SPARE | M12DR | UL1_3_FIO1:I.Pt01.Data
UL1_3_FIO1 | IO02 | UL1_3_BCN2_R | RED BEACON LIGHT | [5 empty] | 11.200.1.43 | 5032-8IOLM12DR | UL1_4_DPM1 | UL1_3_BCN2_R RED BEACON LIGHT | O | M12DR | UL1_3_FIO1:O.Pt02.Data
UL1_3_FIO1 | IO03 | SPARE | [6 empty] | 11.200.1.43 | 5032-8IOLM12DR | UL1_4_DPM1 | SPARE | SPARE | M12DR | UL1_3_FIO1:I.Pt03.Data
UL1_3_FIO1 | IO04 | UL1_3_LPE1 | LASEREYE | [5 empty] | 11.200.1.43 | 5032-8IOLM12DR | UL1_4_DPM1 | UL1_3_LPE1 LASEREYE | IOLink | M12DR | UL1_3_FIO1:I.IOLink04
UL1_3_FIO1 | IO05 | SPARE | [6 empty] | 11.200.1.43 | 5032-8IOLM12DR | UL1_4_DPM1 | SPARE | SPARE | M12DR | UL1_3_FIO1:O.Pt05.Data
UL1_3_FIO1 | IO06 | UL1_3_LPE2 | LASEREYE | [5 empty] | 11.200.1.43 | 5032-8IOLM12DR | UL1_4_DPM1 | UL1_3_LPE2 LASEREYE | IOLink | M12DR | UL1_3_FIO1:I.IOLink06
UL1_3_FIO1 | IO07 | SPARE | [6 empty] | 11.200.1.43 | 5032-8IOLM12DR | UL1_4_DPM1 | SPARE | SPARE | M12DR | UL1_3_FIO1:O.Pt07.Data
UL1_3_FIO1 | IO08 | UL1_3_S1_PB | START PUSHBUTTON | [5 empty] | 11.200.1.43 | 5032-8IOLM12DR | UL1_4_DPM1 | UL1_3_S1_PB START PUSHBUTTON | I | M12DR | UL1_3_FIO1:I.Pt08.Data
UL1_3_FIO1 | IO09 | UL1_3_S1_PB_LT | START PUSHBUTTON LIGHT | [5 empty] | 11.200.1.43 | 5032-8IOLM12DR | UL1_4_DPM1 | UL1_3_S1_PB_LT START PUSHBUTTON LIGHT | O | M12DR | UL1_3_FIO1:O.Pt09.Data
UL1_3_FIO1 | IO10 | UL1_3_S2_PB | START PUSHBUTTON | [5 empty] | 11.200.1.43 | 5032-8IOLM12DR | UL1_4_DPM1 | UL1_3_S2_PB START PUSHBUTTON | I | M12DR | UL1_3_FIO1:I.Pt10.Data
UL1_3_FIO1 | IO11 | UL1_3_S2_PB_LT | START PUSHBUTTON LIGHT | [5 empty] | 11.200.1.43 | 5032-8IOLM12DR | UL1_4_DPM1 | UL1_3_S2_PB_LT START PUSHBUTTON LIGHT | O | M12DR | UL1_3_FIO1:O.Pt11.Data
UL1_3_FIO1 | IO12 | SPARE | [6 empty] | 11.200.1.43 | 5032-8IOLM12DR | UL1_4_DPM1 | SPARE | SPARE | M12DR | UL1_3_FIO1:I.Pt12.Data
UL1_3_FIO1 | IO13 | SPARE | [6 empty] | 11.200.1.43 | 5032-8IOLM12DR | UL1_4_DPM1 | SPARE | SPARE | M12DR | UL1_3_FIO1:O.Pt13.Data
UL1_3_FIO1 | IO14 | SPARE | [6 empty] | 11.200.1.43 | 5032-8IOLM12DR | UL1_4_DPM1 | SPARE | SPARE | M12DR | UL1_3_FIO1:I.Pt14.Data
UL1_3_FIO1 | IO15 | SPARE | [6 empty] | 11.200.1.43 | 5032-8IOLM12DR | UL1_4_DPM1 | SPARE | SPARE | M12DR | UL1_3_FIO1:O.Pt15.Data
UL2_3_FIO1 | IO00 | UL2_3_BCN1_R | RED BEACON LIGHT | [5 empty] | 11.200.1.62 | 5032-8IOLM12DR | UL2_4_DPM1 | UL2_3_BCN1_R RED BEACON LIGHT | O | M12DR | UL2_3_FIO1:O.Pt00.Data
UL2_3_FIO1 | IO01 | SPARE | [6 empty] | 11.200.1.62 | 5032-8IOLM12DR | UL2_4_DPM1 | SPARE | SPARE | M12DR | UL2_3_FIO1:I.Pt01.Data
UL2_3_FIO1 | IO02 | UL2_3_BCN2_R | RED BEACON LIGHT | [5 empty] | 11.200.1.62 | 5032-8IOLM12DR | UL2_4_DPM1 | UL2_3_BCN2_R RED BEACON LIGHT | O | M12DR | UL2_3_FIO1:O.Pt02.Data
UL2_3_FIO1 | IO03 | SPARE | [6 empty] | 11.200.1.62 | 5032-8IOLM12DR | UL2_4_DPM1 | SPARE | SPARE | M12DR | UL2_3_FIO1:I.Pt03.Data
UL2_3_FIO1 | IO04 | UL2_3_LPE1 | LASEREYE | [5 empty] | 11.200.1.62 | 5032-8IOLM12DR | UL2_4_DPM1 | UL2_3_LPE1 LASEREYE | IOLink | M12DR | UL2_3_FIO1:I.IOLink04
UL2_3_FIO1 | IO05 | SPARE | [6 empty] | 11.200.1.62 | 5032-8IOLM12DR | UL2_4_DPM1 | SPARE | SPARE | M12DR | UL2_3_FIO1:O.Pt05.Data
UL2_3_FIO1 | IO06 | UL2_3_LPE2 | LASEREYE | [5 empty] | 11.200.1.62 | 5032-8IOLM12DR | UL2_4_DPM1 | UL2_3_LPE2 LASEREYE | IOLink | M12DR | UL2_3_FIO1:I.IOLink06
UL2_3_FIO1 | IO07 | SPARE | [6 empty] | 11.200.1.62 | 5032-8IOLM12DR | UL2_4_DPM1 | SPARE | SPARE | M12DR | UL2_3_FIO1:O.Pt07.Data
UL2_3_FIO1 | IO08 | UL2_3_S1_PB | START PUSHBUTTON | [5 empty] | 11.200.1.62 | 5032-8IOLM12DR | UL2_4_DPM1 | UL2_3_S1_PB START PUSHBUTTON | I | M12DR | UL2_3_FIO1:I.Pt08.Data
UL2_3_FIO1 | IO09 | UL2_3_S1_PB_LT | START PUSHBUTTON LIGHT | [5 empty] | 11.200.1.62 | 5032-8IOLM12DR | UL2_4_DPM1 | UL2_3_S1_PB_LT START PUSHBUTTON LIGHT | O | M12DR | UL2_3_FIO1:O.Pt09.Data
UL2_3_FIO1 | IO10 | UL2_3_S2_PB | START PUSHBUTTON | [5 empty] | 11.200.1.62 | 5032-8IOLM12DR | UL2_4_DPM1 | UL2_3_S2_PB START PUSHBUTTON | I | M12DR | UL2_3_FIO1:I.Pt10.Data
UL2_3_FIO1 | IO11 | UL2_3_S2_PB_LT | START PUSHBUTTON LIGHT | [5 empty] | 11.200.1.62 | 5032-8IOLM12DR | UL2_4_DPM1 | UL2_3_S2_PB_LT START PUSHBUTTON LIGHT | O | M12DR | UL2_3_FIO1:O.Pt11.Data
UL2_3_FIO1 | IO12 | SPARE | [6 empty] | 11.200.1.62 | 5032-8IOLM12DR | UL2_4_DPM1 | SPARE | SPARE | M12DR | UL2_3_FIO1:I.Pt12.Data
UL2_3_FIO1 | IO13 | SPARE | [6 empty] | 11.200.1.62 | 5032-8IOLM12DR | UL2_4_DPM1 | SPARE | SPARE | M12DR | UL2_3_FIO1:O.Pt13.Data
UL2_3_FIO1 | IO14 | SPARE | [6 empty] | 11.200.1.62 | 5032-8IOLM12DR | UL2_4_DPM1 | SPARE | SPARE | M12DR | UL2_3_FIO1:I.Pt14.Data
UL2_3_FIO1 | IO15 | SPARE | [6 empty] | 11.200.1.62 | 5032-8IOLM12DR | UL2_4_DPM1 | SPARE | SPARE | M12DR | UL2_3_FIO1:O.Pt15.Data
UL3_2_FIO1 | IO00 | UL3_1_BCN1_R | RED BEACON LIGHT | [5 empty] | 11.200.1.63 | 5032-8IOLM12DR | UL2_4_DPM1 | UL3_1_BCN1_R RED BEACON LIGHT | O | M12DR | UL3_2_FIO1:O.Pt00.Data
UL3_2_FIO1 | IO01 | UL3_1_BCN2_R | RED BEACON LIGHT | [5 empty] | 11.200.1.63 | 5032-8IOLM12DR | UL2_4_DPM1 | UL3_1_BCN2_R RED BEACON LIGHT | O | M12DR | UL3_2_FIO1:O.Pt01.Data
UL3_2_FIO1 | IO02 | UL3_1_SS1_SPB | SS STATION START PUSHBUTTON | 2025-07-01 |  |  |  |  | 11.200.1.63 | 5032-8IOLM12DR | UL2_4_DPM1 | UL3_1_SS1_SPB SS STATION START PUSHBUTTON | I | M12DR | UL3_2_FIO1:I.Pt02.Data
UL3_2_FIO1 | IO03 | UL3_1_SS1_SPB_LT | SS STATION START PUSHBUTTON LIGHT | 2025-07-01 |  |  |  |  | 11.200.1.63 | 5032-8IOLM12DR | UL2_4_DPM1 | UL3_1_SS1_SPB_LT SS STATION START PUSHBUTTON LIGHT | O | M12DR | UL3_2_FIO1:O.Pt03.Data
UL3_2_FIO1 | IO04 | UL3_1_SS1_STPB | SS STATION STOP PUSHBUTTON | 2025-07-01 |  |  |  |  | 11.200.1.63 | 5032-8IOLM12DR | UL2_4_DPM1 | UL3_1_SS1_STPB SS STATION STOP PUSHBUTTON | I | M12DR | UL3_2_FIO1:I.Pt04.Data
UL3_2_FIO1 | IO05 | SPARE | [6 empty] | 11.200.1.63 | 5032-8IOLM12DR | UL2_4_DPM1 | SPARE | SPARE | M12DR | UL3_2_FIO1:O.Pt05.Data
UL3_2_FIO1 | IO06 | UL3_2_LPE1 | LASEREYE | [5 empty] | 11.200.1.63 | 5032-8IOLM12DR | UL2_4_DPM1 | UL3_2_LPE1 LASEREYE | IOLink | M12DR | UL3_2_FIO1:I.IOLink06
UL3_2_FIO1 | IO07 | SPARE | [6 empty] | 11.200.1.63 | 5032-8IOLM12DR | UL2_4_DPM1 | SPARE | SPARE | M12DR | UL3_2_FIO1:O.Pt07.Data
UL3_2_FIO1 | IO08 | UL3_2_LPE2 | LASEREYE | [5 empty] | 11.200.1.63 | 5032-8IOLM12DR | UL2_4_DPM1 | UL3_2_LPE2 LASEREYE | IOLink | M12DR | UL3_2_FIO1:I.IOLink08
UL3_2_FIO1 | IO09 | SPARE | [6 empty] | 11.200.1.63 | 5032-8IOLM12DR | UL2_4_DPM1 | SPARE | SPARE | M12DR | UL3_2_FIO1:I.Pt09.Data
UL3_2_FIO1 | IO10 | UL3_2_BCN1_R | RED BEACON LIGHT | [5 empty] | 11.200.1.63 | 5032-8IOLM12DR | UL2_4_DPM1 | UL3_2_BCN1_R RED BEACON LIGHT | O | M12DR | UL3_2_FIO1:O.Pt10.Data
UL3_2_FIO1 | IO11 | UL3_2_BCN2_R | RED BEACON LIGHT | [5 empty] | 11.200.1.63 | 5032-8IOLM12DR | UL2_4_DPM1 | UL3_2_BCN2_R RED BEACON LIGHT | O | M12DR | UL3_2_FIO1:O.Pt11.Data
UL3_2_FIO1 | IO12 | UL3_2_S1_PB | START PUSHBUTTON | [5 empty] | 11.200.1.63 | 5032-8IOLM12DR | UL2_4_DPM1 | UL3_2_S1_PB START PUSHBUTTON | I | M12DR | UL3_2_FIO1:I.Pt12.Data
UL3_2_FIO1 | IO13 | UL3_2_S1_PB_LT | START PUSHBUTTON LIGHT | [5 empty] | 11.200.1.63 | 5032-8IOLM12DR | UL2_4_DPM1 | UL3_2_S1_PB_LT START PUSHBUTTON LIGHT | O | M12DR | UL3_2_FIO1:O.Pt13.Data
UL3_2_FIO1 | IO14 | UL3_2_S2_PB | START PUSHBUTTON | [5 empty] | 11.200.1.63 | 5032-8IOLM12DR | UL2_4_DPM1 | UL3_2_S2_PB START PUSHBUTTON | I | M12DR | UL3_2_FIO1:I.Pt14.Data
UL3_2_FIO1 | IO15 | UL3_2_S2_PB_LT | START PUSHBUTTON LIGHT | [5 empty] | 11.200.1.63 | 5032-8IOLM12DR | UL2_4_DPM1 | UL3_2_S2_PB_LT START PUSHBUTTON LIGHT | O | M12DR | UL3_2_FIO1:O.Pt15.Data
UL4_13_FIO1 | IO00 | UL4_13_PE1 | DEBRIS SENSOR | [5 empty] | 11.200.1.217 | 5032-8IOLM12DR | UL4_4_DPM1 | UL4_13_PE1 DEBRIS SENSOR | I | M12DR | UL4_13_FIO1:I.Pt00.Data
UL4_13_FIO1 | IO01 | SPARE | [6 empty] | 11.200.1.217 | 5032-8IOLM12DR | UL4_4_DPM1 | SPARE | SPARE | M12DR | UL4_13_FIO1:I.Pt01.Data
UL4_13_FIO1 | IO02 | UL4_13_PE2 | BELT ENGAGEMENT SENSOR | [5 empty] | 11.200.1.217 | 5032-8IOLM12DR | UL4_4_DPM1 | UL4_13_PE2 BELT ENGAGEMENT SENSOR | I | M12DR | UL4_13_FIO1:I.Pt02.Data
UL4_13_FIO1 | IO03 | SPARE | [6 empty] | 11.200.1.217 | 5032-8IOLM12DR | UL4_4_DPM1 | SPARE | SPARE | M12DR | UL4_13_FIO1:I.Pt03.Data
UL4_13_FIO1 | IO04 | UL4_13_SOL1 | DIVERT MODULE | [5 empty] | 11.200.1.217 | 5032-8IOLM12DR | UL4_4_DPM1 | UL4_13_SOL1 DIVERT MODULE | IOLink | M12DR | UL4_13_FIO1:I.IOLink04
UL4_13_FIO1 | IO05 | SPARE | [6 empty] | 11.200.1.217 | 5032-8IOLM12DR | UL4_4_DPM1 | SPARE | SPARE | M12DR | UL4_13_FIO1:O.Pt05.Data
UL4_13_FIO1 | IO06 | UL4_13_SOL2 | DIVERT MODULE | [5 empty] | 11.200.1.217 | 5032-8IOLM12DR | UL4_4_DPM1 | UL4_13_SOL2 DIVERT MODULE | IOLink | M12DR | UL4_13_FIO1:I.IOLink06
UL4_13_FIO1 | IO07 | SPARE | [6 empty] | 11.200.1.217 | 5032-8IOLM12DR | UL4_4_DPM1 | SPARE | SPARE | M12DR | UL4_13_FIO1:O.Pt07.Data
UL4_13_FIO1 | IO08 | UL4_13_PE3 | ENTRANCE PE | [5 empty] | 11.200.1.217 | 5032-8IOLM12DR | UL4_4_DPM1 | UL4_13_PE3 ENTRANCE PE | I | M12DR | UL4_13_FIO1:I.Pt08.Data
UL4_13_FIO1 | IO09 | SPARE | [6 empty] | 11.200.1.217 | 5032-8IOLM12DR | UL4_4_DPM1 | SPARE | SPARE | M12DR | UL4_13_FIO1:I.Pt09.Data
UL4_13_FIO1 | IO10 | UL4_13_PE4 | EXIT PE | [5 empty] | 11.200.1.217 | 5032-8IOLM12DR | UL4_4_DPM1 | UL4_13_PE4 EXIT PE | I | M12DR | UL4_13_FIO1:I.Pt10.Data
UL4_13_FIO1 | IO11 | SPARE | [6 empty] | 11.200.1.217 | 5032-8IOLM12DR | UL4_4_DPM1 | SPARE | SPARE | M12DR | UL4_13_FIO1:I.Pt11.Data
UL4_13_FIO1 | IO12 | UL4_13_SOL3 | DIVERT MODULE | [5 empty] | 11.200.1.217 | 5032-8IOLM12DR | UL4_4_DPM1 | UL4_13_SOL3 DIVERT MODULE | IOLink | M12DR | UL4_13_FIO1:I.IOLink12
UL4_13_FIO1 | IO13 | SPARE | [6 empty] | 11.200.1.217 | 5032-8IOLM12DR | UL4_4_DPM1 | SPARE | SPARE | M12DR | UL4_13_FIO1:O.Pt13.Data
UL4_13_FIO1 | IO14 | UL4_13_PE5 | DEBRIS SENSOR | [5 empty] | 11.200.1.217 | 5032-8IOLM12DR | UL4_4_DPM1 | UL4_13_PE5 DEBRIS SENSOR | I | M12DR | UL4_13_FIO1:I.Pt14.Data
UL4_13_FIO1 | IO15 | SPARE | [6 empty] | 11.200.1.217 | 5032-8IOLM12DR | UL4_4_DPM1 | SPARE | SPARE | M12DR | UL4_13_FIO1:O.Pt15.Data
UL4_3_FIO1 | IO00 | UL4_3_BCN1_R | RED BEACON LIGHT | [5 empty] | 11.200.1.77 | 5032-8IOLM12DR | UL4_4_DPM1 | UL4_3_BCN1_R RED BEACON LIGHT | O | M12DR | UL4_3_FIO1:O.Pt00.Data
UL4_3_FIO1 | IO01 | SPARE | [6 empty] | 11.200.1.77 | 5032-8IOLM12DR | UL4_4_DPM1 | SPARE | SPARE | M12DR | UL4_3_FIO1:I.Pt01.Data
UL4_3_FIO1 | IO02 | UL4_3_BCN2_R | RED BEACON LIGHT | [5 empty] | 11.200.1.77 | 5032-8IOLM12DR | UL4_4_DPM1 | UL4_3_BCN2_R RED BEACON LIGHT | O | M12DR | UL4_3_FIO1:O.Pt02.Data
UL4_3_FIO1 | IO03 | SPARE | [6 empty] | 11.200.1.77 | 5032-8IOLM12DR | UL4_4_DPM1 | SPARE | SPARE | M12DR | UL4_3_FIO1:I.Pt03.Data
UL4_3_FIO1 | IO04 | UL4_3_LPE1 | LASEREYE | [5 empty] | 11.200.1.77 | 5032-8IOLM12DR | UL4_4_DPM1 | UL4_3_LPE1 LASEREYE | IOLink | M12DR | UL4_3_FIO1:I.IOLink04
UL4_3_FIO1 | IO05 | SPARE | [6 empty] | 11.200.1.77 | 5032-8IOLM12DR | UL4_4_DPM1 | SPARE | SPARE | M12DR | UL4_3_FIO1:O.Pt05.Data
UL4_3_FIO1 | IO06 | UL4_3_LPE2 | LASEREYE | [5 empty] | 11.200.1.77 | 5032-8IOLM12DR | UL4_4_DPM1 | UL4_3_LPE2 LASEREYE | IOLink | M12DR | UL4_3_FIO1:I.IOLink06
UL4_3_FIO1 | IO07 | SPARE | [6 empty] | 11.200.1.77 | 5032-8IOLM12DR | UL4_4_DPM1 | SPARE | SPARE | M12DR | UL4_3_FIO1:O.Pt07.Data
UL4_3_FIO1 | IO08 | UL4_3_S1_PB | START PUSHBUTTON | [5 empty] | 11.200.1.77 | 5032-8IOLM12DR | UL4_4_DPM1 | UL4_3_S1_PB START PUSHBUTTON | I | M12DR | UL4_3_FIO1:I.Pt08.Data
UL4_3_FIO1 | IO09 | UL4_3_S1_PB_LT | START PUSHBUTTON LIGHT | [5 empty] | 11.200.1.77 | 5032-8IOLM12DR | UL4_4_DPM1 | UL4_3_S1_PB_LT START PUSHBUTTON LIGHT | O | M12DR | UL4_3_FIO1:O.Pt09.Data
UL4_3_FIO1 | IO10 | UL4_3_S2_PB | START PUSHBUTTON | [5 empty] | 11.200.1.77 | 5032-8IOLM12DR | UL4_4_DPM1 | UL4_3_S2_PB START PUSHBUTTON | I | M12DR | UL4_3_FIO1:I.Pt10.Data
UL4_3_FIO1 | IO11 | UL4_3_S2_PB_LT | START PUSHBUTTON LIGHT | [5 empty] | 11.200.1.77 | 5032-8IOLM12DR | UL4_4_DPM1 | UL4_3_S2_PB_LT START PUSHBUTTON LIGHT | O | M12DR | UL4_3_FIO1:O.Pt11.Data
UL4_3_FIO1 | IO12 | SPARE | [6 empty] | 11.200.1.77 | 5032-8IOLM12DR | UL4_4_DPM1 | SPARE | SPARE | M12DR | UL4_3_FIO1:I.Pt12.Data
UL4_3_FIO1 | IO13 | SPARE | [6 empty] | 11.200.1.77 | 5032-8IOLM12DR | UL4_4_DPM1 | SPARE | SPARE | M12DR | UL4_3_FIO1:O.Pt13.Data
UL4_3_FIO1 | IO14 | SPARE | [6 empty] | 11.200.1.77 | 5032-8IOLM12DR | UL4_4_DPM1 | SPARE | SPARE | M12DR | UL4_3_FIO1:I.Pt14.Data
UL4_3_FIO1 | IO15 | SPARE | [6 empty] | 11.200.1.77 | 5032-8IOLM12DR | UL4_4_DPM1 | SPARE | SPARE | M12DR | UL4_3_FIO1:O.Pt15.Data
UL5_3_FIO1 | IO00 | UL5_3_BCN1_R | RED BEACON LIGHT | [5 empty] | 11.200.1.96 | 5032-8IOLM12DR | UL5_4_DPM1 | UL5_3_BCN1_R RED BEACON LIGHT | O | M12DR | UL5_3_FIO1:O.Pt00.Data
UL5_3_FIO1 | IO01 | SPARE | [6 empty] | 11.200.1.96 | 5032-8IOLM12DR | UL5_4_DPM1 | SPARE | SPARE | M12DR | UL5_3_FIO1:I.Pt01.Data
UL5_3_FIO1 | IO02 | UL5_3_BCN2_R | RED BEACON LIGHT | [5 empty] | 11.200.1.96 | 5032-8IOLM12DR | UL5_4_DPM1 | UL5_3_BCN2_R RED BEACON LIGHT | O | M12DR | UL5_3_FIO1:O.Pt02.Data
UL5_3_FIO1 | IO03 | SPARE | [6 empty] | 11.200.1.96 | 5032-8IOLM12DR | UL5_4_DPM1 | SPARE | SPARE | M12DR | UL5_3_FIO1:I.Pt03.Data
UL5_3_FIO1 | IO04 | UL5_3_LPE1 | LASEREYE | [5 empty] | 11.200.1.96 | 5032-8IOLM12DR | UL5_4_DPM1 | UL5_3_LPE1 LASEREYE | IOLink | M12DR | UL5_3_FIO1:I.IOLink04
UL5_3_FIO1 | IO05 | SPARE | [6 empty] | 11.200.1.96 | 5032-8IOLM12DR | UL5_4_DPM1 | SPARE | SPARE | M12DR | UL5_3_FIO1:O.Pt05.Data
UL5_3_FIO1 | IO06 | UL5_3_LPE2 | LASEREYE | [5 empty] | 11.200.1.96 | 5032-8IOLM12DR | UL5_4_DPM1 | UL5_3_LPE2 LASEREYE | IOLink | M12DR | UL5_3_FIO1:I.IOLink06
UL5_3_FIO1 | IO07 | SPARE | [6 empty] | 11.200.1.96 | 5032-8IOLM12DR | UL5_4_DPM1 | SPARE | SPARE | M12DR | UL5_3_FIO1:O.Pt07.Data
UL5_3_FIO1 | IO08 | UL5_3_S1_PB | START PUSHBUTTON | [5 empty] | 11.200.1.96 | 5032-8IOLM12DR | UL5_4_DPM1 | UL5_3_S1_PB START PUSHBUTTON | I | M12DR | UL5_3_FIO1:I.Pt08.Data
UL5_3_FIO1 | IO09 | UL5_3_S1_PB_LT | START PUSHBUTTON LIGHT | [5 empty] | 11.200.1.96 | 5032-8IOLM12DR | UL5_4_DPM1 | UL5_3_S1_PB_LT START PUSHBUTTON LIGHT | O | M12DR | UL5_3_FIO1:O.Pt09.Data
UL5_3_FIO1 | IO10 | UL5_3_S2_PB | START PUSHBUTTON | [5 empty] | 11.200.1.96 | 5032-8IOLM12DR | UL5_4_DPM1 | UL5_3_S2_PB START PUSHBUTTON | I | M12DR | UL5_3_FIO1:I.Pt10.Data
UL5_3_FIO1 | IO11 | UL5_3_S2_PB_LT | START PUSHBUTTON LIGHT | [5 empty] | 11.200.1.96 | 5032-8IOLM12DR | UL5_4_DPM1 | UL5_3_S2_PB_LT START PUSHBUTTON LIGHT | O | M12DR | UL5_3_FIO1:O.Pt11.Data
UL5_3_FIO1 | IO12 | SPARE | [6 empty] | 11.200.1.96 | 5032-8IOLM12DR | UL5_4_DPM1 | SPARE | SPARE | M12DR | UL5_3_FIO1:I.Pt12.Data
UL5_3_FIO1 | IO13 | SPARE | [6 empty] | 11.200.1.96 | 5032-8IOLM12DR | UL5_4_DPM1 | SPARE | SPARE | M12DR | UL5_3_FIO1:O.Pt13.Data
UL5_3_FIO1 | IO14 | SPARE | [6 empty] | 11.200.1.96 | 5032-8IOLM12DR | UL5_4_DPM1 | SPARE | SPARE | M12DR | UL5_3_FIO1:I.Pt14.Data
UL5_3_FIO1 | IO15 | SPARE | [6 empty] | 11.200.1.96 | 5032-8IOLM12DR | UL5_4_DPM1 | SPARE | SPARE | M12DR | UL5_3_FIO1:O.Pt15.Data
UL6_2_FIO1 | IO00 | UL6_1_BCN1_R | RED BEACON LIGHT | [5 empty] | 11.200.1.97 | 5032-8IOLM12DR | UL5_4_DPM1 | UL6_1_BCN1_R RED BEACON LIGHT | O | M12DR | UL6_2_FIO1:O.Pt00.Data
UL6_2_FIO1 | IO01 | UL6_1_BCN2_R | RED BEACON LIGHT | [5 empty] | 11.200.1.97 | 5032-8IOLM12DR | UL5_4_DPM1 | UL6_1_BCN2_R RED BEACON LIGHT | O | M12DR | UL6_2_FIO1:O.Pt01.Data
UL6_2_FIO1 | IO02 | UL6_1_SS1_SPB | SS STATION START PUSHBUTTON | 2025-07-01 |  |  |  |  | 11.200.1.97 | 5032-8IOLM12DR | UL5_4_DPM1 | UL6_1_SS1_SPB SS STATION START PUSHBUTTON | I | M12DR | UL6_2_FIO1:I.Pt02.Data
UL6_2_FIO1 | IO03 | UL6_1_SS1_SPB_LT | SS STATION START PUSHBUTTON LIGHT | 2025-07-01 |  |  |  |  | 11.200.1.97 | 5032-8IOLM12DR | UL5_4_DPM1 | UL6_1_SS1_SPB_LT SS STATION START PUSHBUTTON LIGHT | O | M12DR | UL6_2_FIO1:O.Pt03.Data
UL6_2_FIO1 | IO04 | UL6_1_SS1_STPB | SS STATION STOP PUSHBUTTON | 2025-07-01 |  |  |  |  | 11.200.1.97 | 5032-8IOLM12DR | UL5_4_DPM1 | UL6_1_SS1_STPB SS STATION STOP PUSHBUTTON | I | M12DR | UL6_2_FIO1:I.Pt04.Data
UL6_2_FIO1 | IO05 | SPARE | [6 empty] | 11.200.1.97 | 5032-8IOLM12DR | UL5_4_DPM1 | SPARE | SPARE | M12DR | UL6_2_FIO1:O.Pt05.Data
UL6_2_FIO1 | IO06 | UL6_2_BCN1_R | RED BEACON LIGHT | [5 empty] | 11.200.1.97 | 5032-8IOLM12DR | UL5_4_DPM1 | UL6_2_BCN1_R RED BEACON LIGHT | O | M12DR | UL6_2_FIO1:O.Pt06.Data
UL6_2_FIO1 | IO07 | UL6_2_BCN2_R | RED BEACON LIGHT | [5 empty] | 11.200.1.97 | 5032-8IOLM12DR | UL5_4_DPM1 | UL6_2_BCN2_R RED BEACON LIGHT | O | M12DR | UL6_2_FIO1:O.Pt07.Data
UL6_2_FIO1 | IO08 | UL6_2_LPE1 | LASEREYE | [5 empty] | 11.200.1.97 | 5032-8IOLM12DR | UL5_4_DPM1 | UL6_2_LPE1 LASEREYE | IOLink | M12DR | UL6_2_FIO1:I.IOLink08
UL6_2_FIO1 | IO09 | SPARE | [6 empty] | 11.200.1.97 | 5032-8IOLM12DR | UL5_4_DPM1 | SPARE | SPARE | M12DR | UL6_2_FIO1:I.Pt09.Data
UL6_2_FIO1 | IO10 | UL6_2_LPE2 | LASEREYE | [5 empty] | 11.200.1.97 | 5032-8IOLM12DR | UL5_4_DPM1 | UL6_2_LPE2 LASEREYE | IOLink | M12DR | UL6_2_FIO1:I.IOLink10
UL6_2_FIO1 | IO11 | SPARE | [6 empty] | 11.200.1.97 | 5032-8IOLM12DR | UL5_4_DPM1 | SPARE | SPARE | M12DR | UL6_2_FIO1:I.Pt11.Data
UL6_2_FIO1 | IO12 | UL6_2_S1_PB | START PUSHBUTTON | [5 empty] | 11.200.1.97 | 5032-8IOLM12DR | UL5_4_DPM1 | UL6_2_S1_PB START PUSHBUTTON | I | M12DR | UL6_2_FIO1:I.Pt12.Data
UL6_2_FIO1 | IO13 | UL6_2_S1_PB_LT | START PUSHBUTTON LIGHT | [5 empty] | 11.200.1.97 | 5032-8IOLM12DR | UL5_4_DPM1 | UL6_2_S1_PB_LT START PUSHBUTTON LIGHT | O | M12DR | UL6_2_FIO1:O.Pt13.Data
UL6_2_FIO1 | IO14 | UL6_2_S2_PB | START PUSHBUTTON | [5 empty] | 11.200.1.97 | 5032-8IOLM12DR | UL5_4_DPM1 | UL6_2_S2_PB START PUSHBUTTON | I | M12DR | UL6_2_FIO1:I.Pt14.Data
UL6_2_FIO1 | IO15 | UL6_2_S2_PB_LT | START PUSHBUTTON LIGHT | [5 empty] | 11.200.1.97 | 5032-8IOLM12DR | UL5_4_DPM1 | UL6_2_S2_PB_LT START PUSHBUTTON LIGHT | O | M12DR | UL6_2_FIO1:O.Pt15.Data
UL7_13_FIO1 | IO00 | UL7_13_PE1 | DEBRIS SENSOR | [5 empty] | 11.200.1.218 | 5032-8IOLM12DR | UL7_4_DPM1 | UL7_13_PE1 DEBRIS SENSOR | I | M12DR | UL7_13_FIO1:I.Pt00.Data
UL7_13_FIO1 | IO01 | SPARE | [6 empty] | 11.200.1.218 | 5032-8IOLM12DR | UL7_4_DPM1 | SPARE | SPARE | M12DR | UL7_13_FIO1:I.Pt01.Data
UL7_13_FIO1 | IO02 | UL7_13_PE2 | BELT ENGAGEMENT SENSOR | [5 empty] | 11.200.1.218 | 5032-8IOLM12DR | UL7_4_DPM1 | UL7_13_PE2 BELT ENGAGEMENT SENSOR | I | M12DR | UL7_13_FIO1:I.Pt02.Data
UL7_13_FIO1 | IO03 | SPARE | [6 empty] | 11.200.1.218 | 5032-8IOLM12DR | UL7_4_DPM1 | SPARE | SPARE | M12DR | UL7_13_FIO1:I.Pt03.Data
UL7_13_FIO1 | IO04 | UL7_13_SOL1 | DIVERT MODULE | [5 empty] | 11.200.1.218 | 5032-8IOLM12DR | UL7_4_DPM1 | UL7_13_SOL1 DIVERT MODULE | IOLink | M12DR | UL7_13_FIO1:I.IOLink04
UL7_13_FIO1 | IO05 | SPARE | [6 empty] | 11.200.1.218 | 5032-8IOLM12DR | UL7_4_DPM1 | SPARE | SPARE | M12DR | UL7_13_FIO1:O.Pt05.Data
UL7_13_FIO1 | IO06 | UL7_13_SOL2 | DIVERT MODULE | [5 empty] | 11.200.1.218 | 5032-8IOLM12DR | UL7_4_DPM1 | UL7_13_SOL2 DIVERT MODULE | IOLink | M12DR | UL7_13_FIO1:I.IOLink06
UL7_13_FIO1 | IO07 | SPARE | [6 empty] | 11.200.1.218 | 5032-8IOLM12DR | UL7_4_DPM1 | SPARE | SPARE | M12DR | UL7_13_FIO1:O.Pt07.Data
UL7_13_FIO1 | IO08 | UL7_13_PE3 | ENTRANCE PE | [5 empty] | 11.200.1.218 | 5032-8IOLM12DR | UL7_4_DPM1 | UL7_13_PE3 ENTRANCE PE | I | M12DR | UL7_13_FIO1:I.Pt08.Data
UL7_13_FIO1 | IO09 | SPARE | [6 empty] | 11.200.1.218 | 5032-8IOLM12DR | UL7_4_DPM1 | SPARE | SPARE | M12DR | UL7_13_FIO1:I.Pt09.Data
UL7_13_FIO1 | IO10 | UL7_13_PE4 | EXIT PE | [5 empty] | 11.200.1.218 | 5032-8IOLM12DR | UL7_4_DPM1 | UL7_13_PE4 EXIT PE | I | M12DR | UL7_13_FIO1:I.Pt10.Data
UL7_13_FIO1 | IO11 | SPARE | [6 empty] | 11.200.1.218 | 5032-8IOLM12DR | UL7_4_DPM1 | SPARE | SPARE | M12DR | UL7_13_FIO1:I.Pt11.Data
UL7_13_FIO1 | IO12 | UL7_13_SOL3 | DIVERT MODULE | [5 empty] | 11.200.1.218 | 5032-8IOLM12DR | UL7_4_DPM1 | UL7_13_SOL3 DIVERT MODULE | IOLink | M12DR | UL7_13_FIO1:I.IOLink12
UL7_13_FIO1 | IO13 | SPARE | [6 empty] | 11.200.1.218 | 5032-8IOLM12DR | UL7_4_DPM1 | SPARE | SPARE | M12DR | UL7_13_FIO1:O.Pt13.Data
UL7_13_FIO1 | IO14 | UL7_13_PE5 | DEBRIS SENSOR | [5 empty] | 11.200.1.218 | 5032-8IOLM12DR | UL7_4_DPM1 | UL7_13_PE5 DEBRIS SENSOR | I | M12DR | UL7_13_FIO1:I.Pt14.Data
UL7_13_FIO1 | IO15 | SPARE | [6 empty] | 11.200.1.218 | 5032-8IOLM12DR | UL7_4_DPM1 | SPARE | SPARE | M12DR | UL7_13_FIO1:O.Pt15.Data
UL7_3_FIO1 | IO00 | UL7_3_BCN1_R | RED BEACON LIGHT | [5 empty] | 11.200.1.111 | 5032-8IOLM12DR | UL7_4_DPM1 | UL7_3_BCN1_R RED BEACON LIGHT | O | M12DR | UL7_3_FIO1:O.Pt00.Data
UL7_3_FIO1 | IO01 | SPARE | [6 empty] | 11.200.1.111 | 5032-8IOLM12DR | UL7_4_DPM1 | SPARE | SPARE | M12DR | UL7_3_FIO1:I.Pt01.Data
UL7_3_FIO1 | IO02 | UL7_3_BCN2_R | RED BEACON LIGHT | [5 empty] | 11.200.1.111 | 5032-8IOLM12DR | UL7_4_DPM1 | UL7_3_BCN2_R RED BEACON LIGHT | O | M12DR | UL7_3_FIO1:O.Pt02.Data
UL7_3_FIO1 | IO03 | SPARE | [6 empty] | 11.200.1.111 | 5032-8IOLM12DR | UL7_4_DPM1 | SPARE | SPARE | M12DR | UL7_3_FIO1:I.Pt03.Data
UL7_3_FIO1 | IO04 | UL7_3_LPE1 | LASEREYE | [5 empty] | 11.200.1.111 | 5032-8IOLM12DR | UL7_4_DPM1 | UL7_3_LPE1 LASEREYE | IOLink | M12DR | UL7_3_FIO1:I.IOLink04
UL7_3_FIO1 | IO05 | SPARE | [6 empty] | 11.200.1.111 | 5032-8IOLM12DR | UL7_4_DPM1 | SPARE | SPARE | M12DR | UL7_3_FIO1:O.Pt05.Data
UL7_3_FIO1 | IO06 | UL7_3_LPE2 | LASEREYE | [5 empty] | 11.200.1.111 | 5032-8IOLM12DR | UL7_4_DPM1 | UL7_3_LPE2 LASEREYE | IOLink | M12DR | UL7_3_FIO1:I.IOLink06
UL7_3_FIO1 | IO07 | SPARE | [6 empty] | 11.200.1.111 | 5032-8IOLM12DR | UL7_4_DPM1 | SPARE | SPARE | M12DR | UL7_3_FIO1:O.Pt07.Data
UL7_3_FIO1 | IO08 | UL7_3_S1_PB | START PUSHBUTTON | [5 empty] | 11.200.1.111 | 5032-8IOLM12DR | UL7_4_DPM1 | UL7_3_S1_PB START PUSHBUTTON | I | M12DR | UL7_3_FIO1:I.Pt08.Data
UL7_3_FIO1 | IO09 | UL7_3_S1_PB_LT | START PUSHBUTTON LIGHT | [5 empty] | 11.200.1.111 | 5032-8IOLM12DR | UL7_4_DPM1 | UL7_3_S1_PB_LT START PUSHBUTTON LIGHT | O | M12DR | UL7_3_FIO1:O.Pt09.Data
UL7_3_FIO1 | IO10 | UL7_3_S2_PB | START PUSHBUTTON | [5 empty] | 11.200.1.111 | 5032-8IOLM12DR | UL7_4_DPM1 | UL7_3_S2_PB START PUSHBUTTON | I | M12DR | UL7_3_FIO1:I.Pt10.Data
UL7_3_FIO1 | IO11 | UL7_3_S2_PB_LT | START PUSHBUTTON LIGHT | [5 empty] | 11.200.1.111 | 5032-8IOLM12DR | UL7_4_DPM1 | UL7_3_S2_PB_LT START PUSHBUTTON LIGHT | O | M12DR | UL7_3_FIO1:O.Pt11.Data
UL7_3_FIO1 | IO12 | SPARE | [6 empty] | 11.200.1.111 | 5032-8IOLM12DR | UL7_4_DPM1 | SPARE | SPARE | M12DR | UL7_3_FIO1:I.Pt12.Data
UL7_3_FIO1 | IO13 | SPARE | [6 empty] | 11.200.1.111 | 5032-8IOLM12DR | UL7_4_DPM1 | SPARE | SPARE | M12DR | UL7_3_FIO1:O.Pt13.Data
UL7_3_FIO1 | IO14 | SPARE | [6 empty] | 11.200.1.111 | 5032-8IOLM12DR | UL7_4_DPM1 | SPARE | SPARE | M12DR | UL7_3_FIO1:I.Pt14.Data
UL7_3_FIO1 | IO15 | SPARE | [6 empty] | 11.200.1.111 | 5032-8IOLM12DR | UL7_4_DPM1 | SPARE | SPARE | M12DR | UL7_3_FIO1:O.Pt15.Data
UL8_2_FIO1 | IO00 | UL8_1_BCN1_R | RED BEACON LIGHT | [5 empty] | 11.200.1.131 | 5032-8IOLM12DR | UL8_3_DPM1 | UL8_1_BCN1_R RED BEACON LIGHT | O | M12DR | UL8_2_FIO1:O.Pt00.Data
UL8_2_FIO1 | IO01 | SPARE | [6 empty] | 11.200.1.131 | 5032-8IOLM12DR | UL8_3_DPM1 | SPARE | SPARE | M12DR | UL8_2_FIO1:I.Pt01.Data
UL8_2_FIO1 | IO02 | UL8_1_BCN2_R | RED BEACON LIGHT | [5 empty] | 11.200.1.131 | 5032-8IOLM12DR | UL8_3_DPM1 | UL8_1_BCN2_R RED BEACON LIGHT | O | M12DR | UL8_2_FIO1:O.Pt02.Data
UL8_2_FIO1 | IO03 | SPARE | [6 empty] | 11.200.1.131 | 5032-8IOLM12DR | UL8_3_DPM1 | SPARE | SPARE | M12DR | UL8_2_FIO1:I.Pt03.Data
UL8_2_FIO1 | IO04 | UL8_1_SS1_SPB | SS STATION START PUSHBUTTON | 2025-07-01 |  |  |  |  | 11.200.1.131 | 5032-8IOLM12DR | UL8_3_DPM1 | UL8_1_SS1_SPB SS STATION START PUSHBUTTON | I | M12DR | UL8_2_FIO1:I.Pt04.Data
UL8_2_FIO1 | IO05 | UL8_1_SS1_SPB_LT | SS STATION START PUSHBUTTON LIGHT | 2025-07-01 |  |  |  |  | 11.200.1.131 | 5032-8IOLM12DR | UL8_3_DPM1 | UL8_1_SS1_SPB_LT SS STATION START PUSHBUTTON LIGHT | O | M12DR | UL8_2_FIO1:O.Pt05.Data
UL8_2_FIO1 | IO06 | UL8_1_SS1_STPB | SS STATION STOP PUSHBUTTON | 2025-07-01 |  |  |  |  | 11.200.1.131 | 5032-8IOLM12DR | UL8_3_DPM1 | UL8_1_SS1_STPB SS STATION STOP PUSHBUTTON | I | M12DR | UL8_2_FIO1:I.Pt06.Data
UL8_2_FIO1 | IO07 | SPARE | [6 empty] | 11.200.1.131 | 5032-8IOLM12DR | UL8_3_DPM1 | SPARE | SPARE | M12DR | UL8_2_FIO1:O.Pt07.Data
UL8_2_FIO1 | IO08 | UL8_2_LPE1 | LASEREYE | [5 empty] | 11.200.1.131 | 5032-8IOLM12DR | UL8_3_DPM1 | UL8_2_LPE1 LASEREYE | IOLink | M12DR | UL8_2_FIO1:I.IOLink08
UL8_2_FIO1 | IO09 | SPARE | [6 empty] | 11.200.1.131 | 5032-8IOLM12DR | UL8_3_DPM1 | SPARE | SPARE | M12DR | UL8_2_FIO1:I.Pt09.Data
UL8_2_FIO1 | IO10 | UL8_2_LPE2 | LASEREYE | [5 empty] | 11.200.1.131 | 5032-8IOLM12DR | UL8_3_DPM1 | UL8_2_LPE2 LASEREYE | IOLink | M12DR | UL8_2_FIO1:I.IOLink10
UL8_2_FIO1 | IO11 | SPARE | [6 empty] | 11.200.1.131 | 5032-8IOLM12DR | UL8_3_DPM1 | SPARE | SPARE | M12DR | UL8_2_FIO1:I.Pt11.Data
UL8_2_FIO1 | IO12 | SPARE | [6 empty] | 11.200.1.131 | 5032-8IOLM12DR | UL8_3_DPM1 | SPARE | SPARE | M12DR | UL8_2_FIO1:I.Pt12.Data
UL8_2_FIO1 | IO13 | SPARE | [6 empty] | 11.200.1.131 | 5032-8IOLM12DR | UL8_3_DPM1 | SPARE | SPARE | M12DR | UL8_2_FIO1:O.Pt13.Data
UL8_2_FIO1 | IO14 | SPARE | [6 empty] | 11.200.1.131 | 5032-8IOLM12DR | UL8_3_DPM1 | SPARE | SPARE | M12DR | UL8_2_FIO1:I.Pt14.Data
UL8_2_FIO1 | IO15 | SPARE | [6 empty] | 11.200.1.131 | 5032-8IOLM12DR | UL8_3_DPM1 | SPARE | SPARE | M12DR | UL8_2_FIO1:O.Pt15.Data
UL9_3_FIO1 | IO00 | UL9_3_BCN1_R | RED BEACON LIGHT | [5 empty] | 11.200.1.132 | 5032-8IOLM12DR | UL8_3_DPM1 | UL9_3_BCN1_R RED BEACON LIGHT | O | M12DR | UL9_3_FIO1:O.Pt00.Data
UL9_3_FIO1 | IO01 | SPARE | [6 empty] | 11.200.1.132 | 5032-8IOLM12DR | UL8_3_DPM1 | SPARE | SPARE | M12DR | UL9_3_FIO1:I.Pt01.Data
UL9_3_FIO1 | IO02 | UL9_3_BCN2_R | RED BEACON LIGHT | [5 empty] | 11.200.1.132 | 5032-8IOLM12DR | UL8_3_DPM1 | UL9_3_BCN2_R RED BEACON LIGHT | O | M12DR | UL9_3_FIO1:O.Pt02.Data
UL9_3_FIO1 | IO03 | SPARE | [6 empty] | 11.200.1.132 | 5032-8IOLM12DR | UL8_3_DPM1 | SPARE | SPARE | M12DR | UL9_3_FIO1:I.Pt03.Data
UL9_3_FIO1 | IO04 | UL9_3_LPE1 | LASEREYE | [5 empty] | 11.200.1.132 | 5032-8IOLM12DR | UL8_3_DPM1 | UL9_3_LPE1 LASEREYE | IOLink | M12DR | UL9_3_FIO1:I.IOLink04
UL9_3_FIO1 | IO05 | SPARE | [6 empty] | 11.200.1.132 | 5032-8IOLM12DR | UL8_3_DPM1 | SPARE | SPARE | M12DR | UL9_3_FIO1:O.Pt05.Data
UL9_3_FIO1 | IO06 | UL9_3_LPE2 | LASEREYE | [5 empty] | 11.200.1.132 | 5032-8IOLM12DR | UL8_3_DPM1 | UL9_3_LPE2 LASEREYE | IOLink | M12DR | UL9_3_FIO1:I.IOLink06
UL9_3_FIO1 | IO07 | SPARE | [6 empty] | 11.200.1.132 | 5032-8IOLM12DR | UL8_3_DPM1 | SPARE | SPARE | M12DR | UL9_3_FIO1:O.Pt07.Data
UL9_3_FIO1 | IO08 | UL9_3_S1_PB | START PUSHBUTTON | [5 empty] | 11.200.1.132 | 5032-8IOLM12DR | UL8_3_DPM1 | UL9_3_S1_PB START PUSHBUTTON | I | M12DR | UL9_3_FIO1:I.Pt08.Data
UL9_3_FIO1 | IO09 | UL9_3_S1_PB_LT | START PUSHBUTTON LIGHT | [5 empty] | 11.200.1.132 | 5032-8IOLM12DR | UL8_3_DPM1 | UL9_3_S1_PB_LT START PUSHBUTTON LIGHT | O | M12DR | UL9_3_FIO1:O.Pt09.Data
UL9_3_FIO1 | IO10 | UL9_3_S2_PB | START PUSHBUTTON | [5 empty] | 11.200.1.132 | 5032-8IOLM12DR | UL8_3_DPM1 | UL9_3_S2_PB START PUSHBUTTON | I | M12DR | UL9_3_FIO1:I.Pt10.Data
UL9_3_FIO1 | IO11 | UL9_3_S2_PB_LT | START PUSHBUTTON LIGHT | [5 empty] | 11.200.1.132 | 5032-8IOLM12DR | UL8_3_DPM1 | UL9_3_S2_PB_LT START PUSHBUTTON LIGHT | O | M12DR | UL9_3_FIO1:O.Pt11.Data
UL9_3_FIO1 | IO12 | SPARE | [6 empty] | 11.200.1.132 | 5032-8IOLM12DR | UL8_3_DPM1 | SPARE | SPARE | M12DR | UL9_3_FIO1:I.Pt12.Data
UL9_3_FIO1 | IO13 | SPARE | [6 empty] | 11.200.1.132 | 5032-8IOLM12DR | UL8_3_DPM1 | SPARE | SPARE | M12DR | UL9_3_FIO1:O.Pt13.Data
UL9_3_FIO1 | IO14 | SPARE | [6 empty] | 11.200.1.132 | 5032-8IOLM12DR | UL8_3_DPM1 | SPARE | SPARE | M12DR | UL9_3_FIO1:I.Pt14.Data
UL9_3_FIO1 | IO15 | SPARE | [6 empty] | 11.200.1.132 | 5032-8IOLM12DR | UL8_3_DPM1 | SPARE | SPARE | M12DR | UL9_3_FIO1:O.Pt15.Data
UL11_1_EX1 | [8 empty] | 11.200.1.144 | CALJAN | UL11_10_DPM1
UL12_1_EX1 | [8 empty] | 11.200.1.159 | CALJAN | UL10_3_DPM1
UL1_1_EX1 | [8 empty] | 11.200.1.30 | CALJAN | UL1_4_DPM1
UL2_1_EX1 | [8 empty] | 11.200.1.44 | CALJAN | UL2_4_DPM1
UL4_1_EX1 | [8 empty] | 11.200.1.64 | CALJAN | UL4_4_DPM1
UL5_1_EX1 | [8 empty] | 11.200.1.78 | CALJAN | UL5_4_DPM1
UL7_1_EX1 | [8 empty] | 11.200.1.98 | CALJAN | UL7_4_DPM1
UL9_1_EX1 | [8 empty] | 11.200.1.121 | CALJAN | UL8_3_DPM1
PS1_4_DPM1 | [8 empty] | 11.200.1.10 | OS30-002404-2S | PS1_4_DPM1
PS3_3_DPM1 | [8 empty] | 11.200.1.11 | OS30-002404-2S | PS3_3_DPM1
PS4_7_DPM1 | [8 empty] | 11.200.1.12 | OS30-002404-2S | PS4_7_DPM1
UL10_3_DPM1 | [8 empty] | 11.200.1.8 | OS30-002404-2S | UL10_3_DPM1
UL11_10_DPM1 | [8 empty] | 11.200.1.9 | OS30-002404-2S | UL11_10_DPM1
UL1_4_DPM1 | [8 empty] | 11.200.1.2 | OS30-002404-2S | UL1_4_DPM1
UL2_4_DPM1 | [8 empty] | 11.200.1.3 | OS30-002404-2S | UL2_4_DPM1
UL4_4_DPM1 | [8 empty] | 11.200.1.4 | OS30-002404-2S | UL4_4_DPM1
UL5_4_DPM1 | [8 empty] | 11.200.1.5 | OS30-002404-2S | UL5_4_DPM1
UL7_4_DPM1 | [8 empty] | 11.200.1.6 | OS30-002404-2S | UL7_4_DPM1
UL8_3_DPM1 | [8 empty] | 11.200.1.7 | OS30-002404-2S | UL8_3_DPM1
PDP1_FIOH1 | IO00 | PDP1_CB11 | CIRCUIT BREAKER MONITORING | [6 empty] | TBIL-M1-16DXP |  | PDP1_CB11 CIRCUIT BREAKER MONITORING | I | Hub | PDP1_FIOH1:I.ProcessDataIn.Connector_7_A_Pin_4
PDP1_FIOH1 | IO01 | PDP1_CB12 | CIRCUIT BREAKER MONITORING | [6 empty] | TBIL-M1-16DXP |  | PDP1_CB12 CIRCUIT BREAKER MONITORING | I | Hub | PDP1_FIOH1:I.ProcessDataIn.Connector_7_B_Pin_2
PDP1_FIOH1 | IO02 | PDP1_CB13 | CIRCUIT BREAKER MONITORING | [6 empty] | TBIL-M1-16DXP |  | PDP1_CB13 CIRCUIT BREAKER MONITORING | I | Hub | PDP1_FIOH1:I.ProcessDataIn.Connector_5_A_Pin_4
PDP1_FIOH1 | IO03 | PDP1_CB14 | CIRCUIT BREAKER MONITORING | [6 empty] | TBIL-M1-16DXP |  | PDP1_CB14 CIRCUIT BREAKER MONITORING | I | Hub | PDP1_FIOH1:I.ProcessDataIn.Connector_5_B_Pin_2
PDP1_FIOH1 | IO04 | PDP1_CB15 | CIRCUIT BREAKER MONITORING | [6 empty] | TBIL-M1-16DXP |  | PDP1_CB15 CIRCUIT BREAKER MONITORING | I | Hub | PDP1_FIOH1:I.ProcessDataIn.Connector_3_A_Pin_4
PDP1_FIOH1 | IO05 | PDP1_CB16 | CIRCUIT BREAKER MONITORING | [6 empty] | TBIL-M1-16DXP |  | PDP1_CB16 CIRCUIT BREAKER MONITORING | I | Hub | PDP1_FIOH1:I.ProcessDataIn.Connector_3_B_Pin_2
PDP1_FIOH1 | IO06 | PDP1_CB17 | CIRCUIT BREAKER MONITORING | [6 empty] | TBIL-M1-16DXP |  | PDP1_CB17 CIRCUIT BREAKER MONITORING | I | Hub | PDP1_FIOH1:I.ProcessDataIn.Connector_1_A_Pin_4
PDP1_FIOH1 | IO07 | PDP1_CB18 | CIRCUIT BREAKER MONITORING | [6 empty] | TBIL-M1-16DXP |  | PDP1_CB18 CIRCUIT BREAKER MONITORING | I | Hub | PDP1_FIOH1:I.ProcessDataIn.Connector_1_B_Pin_2
PDP1_FIOH1 | IO08 | PDP1_CB19 | CIRCUIT BREAKER MONITORING | [6 empty] | TBIL-M1-16DXP |  | PDP1_CB19 CIRCUIT BREAKER MONITORING | I | Hub | PDP1_FIOH1:I.ProcessDataIn.Connector_8_A_Pin_4
PDP1_FIOH1 | IO09 | PDP1_CB20 | CIRCUIT BREAKER MONITORING | [6 empty] | TBIL-M1-16DXP |  | PDP1_CB20 CIRCUIT BREAKER MONITORING | I | Hub | PDP1_FIOH1:I.ProcessDataIn.Connector_8_B_Pin_2
PDP1_FIOH1 | IO10 | PDP1_CB21 | CIRCUIT BREAKER MONITORING | [6 empty] | TBIL-M1-16DXP |  | PDP1_CB21 CIRCUIT BREAKER MONITORING | I | Hub | PDP1_FIOH1:I.ProcessDataIn.Connector_6_A_Pin_4
PDP1_FIOH1 | IO11 | PDP1_CB22 | CIRCUIT BREAKER MONITORING | [6 empty] | TBIL-M1-16DXP |  | PDP1_CB22 CIRCUIT BREAKER MONITORING | I | Hub | PDP1_FIOH1:I.ProcessDataIn.Connector_6_B_Pin_2
PDP1_FIOH1 | IO12 | PDP1_CB23 | CIRCUIT BREAKER MONITORING | [6 empty] | TBIL-M1-16DXP |  | PDP1_CB23 CIRCUIT BREAKER MONITORING | I | Hub | PDP1_FIOH1:I.ProcessDataIn.Connector_4_A_Pin_4
PDP1_FIOH1 | IO13 | PDP1_CB24 | CIRCUIT BREAKER MONITORING | [6 empty] | TBIL-M1-16DXP |  | PDP1_CB24 CIRCUIT BREAKER MONITORING | I | Hub | PDP1_FIOH1:I.ProcessDataIn.Connector_4_B_Pin_2
PDP1_FIOH1 | IO14 | PDP1_CB25 | CIRCUIT BREAKER MONITORING | [6 empty] | TBIL-M1-16DXP |  | PDP1_CB25 CIRCUIT BREAKER MONITORING | I | Hub | PDP1_FIOH1:I.ProcessDataIn.Connector_2_A_Pin_4
PDP1_FIOH1 | IO15 | PDP1_CB26 | CIRCUIT BREAKER MONITORING | [6 empty] | TBIL-M1-16DXP |  | PDP1_CB26 CIRCUIT BREAKER MONITORING | I | Hub | PDP1_FIOH1:I.ProcessDataIn.Connector_2_B_Pin_2
PDP2_FIOH1 | IO00 | PDP2_CB11 | CIRCUIT BREAKER MONITORING | [6 empty] | TBIL-M1-16DXP |  | PDP2_CB11 CIRCUIT BREAKER MONITORING | I | Hub | PDP2_FIOH1:I.ProcessDataIn.Connector_7_A_Pin_4
PDP2_FIOH1 | IO01 | PDP2_CB12 | CIRCUIT BREAKER MONITORING | [6 empty] | TBIL-M1-16DXP |  | PDP2_CB12 CIRCUIT BREAKER MONITORING | I | Hub | PDP2_FIOH1:I.ProcessDataIn.Connector_7_B_Pin_2
PDP2_FIOH1 | IO02 | PDP2_CB13 | CIRCUIT BREAKER MONITORING | [6 empty] | TBIL-M1-16DXP |  | PDP2_CB13 CIRCUIT BREAKER MONITORING | I | Hub | PDP2_FIOH1:I.ProcessDataIn.Connector_5_A_Pin_4
PDP2_FIOH1 | IO03 | PDP2_CB14 | CIRCUIT BREAKER MONITORING | [6 empty] | TBIL-M1-16DXP |  | PDP2_CB14 CIRCUIT BREAKER MONITORING | I | Hub | PDP2_FIOH1:I.ProcessDataIn.Connector_5_B_Pin_2
PDP2_FIOH1 | IO04 | PDP2_CB15 | CIRCUIT BREAKER MONITORING | [6 empty] | TBIL-M1-16DXP |  | PDP2_CB15 CIRCUIT BREAKER MONITORING | I | Hub | PDP2_FIOH1:I.ProcessDataIn.Connector_3_A_Pin_4
PDP2_FIOH1 | IO05 | PDP2_CB16 | CIRCUIT BREAKER MONITORING | [6 empty] | TBIL-M1-16DXP |  | PDP2_CB16 CIRCUIT BREAKER MONITORING | I | Hub | PDP2_FIOH1:I.ProcessDataIn.Connector_3_B_Pin_2
PDP2_FIOH1 | IO06 | PDP2_CB17 | CIRCUIT BREAKER MONITORING | [6 empty] | TBIL-M1-16DXP |  | PDP2_CB17 CIRCUIT BREAKER MONITORING | I | Hub | PDP2_FIOH1:I.ProcessDataIn.Connector_1_A_Pin_4
PDP2_FIOH1 | IO07 | PDP2_CB18 | CIRCUIT BREAKER MONITORING | [6 empty] | TBIL-M1-16DXP |  | PDP2_CB18 CIRCUIT BREAKER MONITORING | I | Hub | PDP2_FIOH1:I.ProcessDataIn.Connector_1_B_Pin_2
PDP2_FIOH1 | IO08 | PDP2_CB19 | CIRCUIT BREAKER MONITORING | [6 empty] | TBIL-M1-16DXP |  | PDP2_CB19 CIRCUIT BREAKER MONITORING | I | Hub | PDP2_FIOH1:I.ProcessDataIn.Connector_8_A_Pin_4
PDP2_FIOH1 | IO09 | PDP2_CB20 | CIRCUIT BREAKER MONITORING | [6 empty] | TBIL-M1-16DXP |  | PDP2_CB20 CIRCUIT BREAKER MONITORING | I | Hub | PDP2_FIOH1:I.ProcessDataIn.Connector_8_B_Pin_2
PDP2_FIOH1 | IO10 | PDP2_CB21 | CIRCUIT BREAKER MONITORING | [6 empty] | TBIL-M1-16DXP |  | PDP2_CB21 CIRCUIT BREAKER MONITORING | I | Hub | PDP2_FIOH1:I.ProcessDataIn.Connector_6_A_Pin_4
PDP2_FIOH1 | IO11 | PDP2_CB22 | CIRCUIT BREAKER MONITORING | [6 empty] | TBIL-M1-16DXP |  | PDP2_CB22 CIRCUIT BREAKER MONITORING | I | Hub | PDP2_FIOH1:I.ProcessDataIn.Connector_6_B_Pin_2
PDP2_FIOH1 | IO12 | PDP2_CB23 | CIRCUIT BREAKER MONITORING | [6 empty] | TBIL-M1-16DXP |  | PDP2_CB23 CIRCUIT BREAKER MONITORING | I | Hub | PDP2_FIOH1:I.ProcessDataIn.Connector_4_A_Pin_4
PDP2_FIOH1 | IO13 | PDP2_CB24 | CIRCUIT BREAKER MONITORING | [6 empty] | TBIL-M1-16DXP |  | PDP2_CB24 CIRCUIT BREAKER MONITORING | I | Hub | PDP2_FIOH1:I.ProcessDataIn.Connector_4_B_Pin_2
PDP2_FIOH1 | IO14 | PDP2_CB25 | CIRCUIT BREAKER MONITORING | [6 empty] | TBIL-M1-16DXP |  | PDP2_CB25 CIRCUIT BREAKER MONITORING | I | Hub | PDP2_FIOH1:I.ProcessDataIn.Connector_2_A_Pin_4
PDP2_FIOH1 | IO15 | PDP2_CB26 | CIRCUIT BREAKER MONITORING | [6 empty] | TBIL-M1-16DXP |  | PDP2_CB26 CIRCUIT BREAKER MONITORING | I | Hub | PDP2_FIOH1:I.ProcessDataIn.Connector_2_B_Pin_2
PDP6_FIOH1 | IO00 | PDP6_CB11 | CIRCUIT BREAKER MONITORING | [6 empty] | TBIL-M1-16DXP |  | PDP6_CB11 CIRCUIT BREAKER MONITORING | I | Hub | PDP6_FIOH1:I.ProcessDataIn.Connector_7_A_Pin_4
PDP6_FIOH1 | IO01 | PDP6_CB12 | CIRCUIT BREAKER MONITORING | [6 empty] | TBIL-M1-16DXP |  | PDP6_CB12 CIRCUIT BREAKER MONITORING | I | Hub | PDP6_FIOH1:I.ProcessDataIn.Connector_7_B_Pin_2
PDP6_FIOH1 | IO02 | PDP6_CB13 | CIRCUIT BREAKER MONITORING | [6 empty] | TBIL-M1-16DXP |  | PDP6_CB13 CIRCUIT BREAKER MONITORING | I | Hub | PDP6_FIOH1:I.ProcessDataIn.Connector_5_A_Pin_4
PDP6_FIOH1 | IO03 | PDP6_CB14 | CIRCUIT BREAKER MONITORING | [6 empty] | TBIL-M1-16DXP |  | PDP6_CB14 CIRCUIT BREAKER MONITORING | I | Hub | PDP6_FIOH1:I.ProcessDataIn.Connector_5_B_Pin_2
PDP6_FIOH1 | IO04 | PDP6_CB15 | CIRCUIT BREAKER MONITORING | [6 empty] | TBIL-M1-16DXP |  | PDP6_CB15 CIRCUIT BREAKER MONITORING | I | Hub | PDP6_FIOH1:I.ProcessDataIn.Connector_3_A_Pin_4
PDP6_FIOH1 | IO05 | PDP6_CB16 | CIRCUIT BREAKER MONITORING | [6 empty] | TBIL-M1-16DXP |  | PDP6_CB16 CIRCUIT BREAKER MONITORING | I | Hub | PDP6_FIOH1:I.ProcessDataIn.Connector_3_B_Pin_2
PDP6_FIOH1 | IO06 | PDP6_CB17 | CIRCUIT BREAKER MONITORING | [6 empty] | TBIL-M1-16DXP |  | PDP6_CB17 CIRCUIT BREAKER MONITORING | I | Hub | PDP6_FIOH1:I.ProcessDataIn.Connector_1_A_Pin_4
PDP6_FIOH1 | IO07 | PDP6_CB18 | CIRCUIT BREAKER MONITORING | [6 empty] | TBIL-M1-16DXP |  | PDP6_CB18 CIRCUIT BREAKER MONITORING | I | Hub | PDP6_FIOH1:I.ProcessDataIn.Connector_1_B_Pin_2
PDP6_FIOH1 | IO08 | PDP6_CB19 | CIRCUIT BREAKER MONITORING | [6 empty] | TBIL-M1-16DXP |  | PDP6_CB19 CIRCUIT BREAKER MONITORING | I | Hub | PDP6_FIOH1:I.ProcessDataIn.Connector_8_A_Pin_4
PDP6_FIOH1 | IO09 | PDP6_CB20 | CIRCUIT BREAKER MONITORING | [6 empty] | TBIL-M1-16DXP |  | PDP6_CB20 CIRCUIT BREAKER MONITORING | I | Hub | PDP6_FIOH1:I.ProcessDataIn.Connector_8_B_Pin_2
PDP6_FIOH1 | IO10 | PDP6_CB21 | CIRCUIT BREAKER MONITORING | [6 empty] | TBIL-M1-16DXP |  | PDP6_CB21 CIRCUIT BREAKER MONITORING | I | Hub | PDP6_FIOH1:I.ProcessDataIn.Connector_6_A_Pin_4
PDP6_FIOH1 | IO11 | PDP6_CB22 | CIRCUIT BREAKER MONITORING | [6 empty] | TBIL-M1-16DXP |  | PDP6_CB22 CIRCUIT BREAKER MONITORING | I | Hub | PDP6_FIOH1:I.ProcessDataIn.Connector_6_B_Pin_2
PDP6_FIOH1 | IO12 | PDP6_CB23 | CIRCUIT BREAKER MONITORING | [6 empty] | TBIL-M1-16DXP |  | PDP6_CB23 CIRCUIT BREAKER MONITORING | I | Hub | PDP6_FIOH1:I.ProcessDataIn.Connector_4_A_Pin_4
PDP6_FIOH1 | IO13 | PDP6_CB24 | CIRCUIT BREAKER MONITORING | [6 empty] | TBIL-M1-16DXP |  | PDP6_CB24 CIRCUIT BREAKER MONITORING | I | Hub | PDP6_FIOH1:I.ProcessDataIn.Connector_4_B_Pin_2
PDP6_FIOH1 | IO14 | PDP6_CB25 | CIRCUIT BREAKER MONITORING | [6 empty] | TBIL-M1-16DXP |  | PDP6_CB25 CIRCUIT BREAKER MONITORING | I | Hub | PDP6_FIOH1:I.ProcessDataIn.Connector_2_A_Pin_4
PDP6_FIOH1 | IO15 | PDP6_CB26 | CIRCUIT BREAKER MONITORING | [6 empty] | TBIL-M1-16DXP |  | PDP6_CB26 CIRCUIT BREAKER MONITORING | I | Hub | PDP6_FIOH1:I.ProcessDataIn.Connector_2_B_Pin_2

## RST
TAGNAME | DESCA | IO_PATH | TERM

## STO
TAGNAME | DESCA | IO_PATH | TERM

## EPC
TAGNAME | DESCA | IO_PATH | TERM

## ZONES
name | start | stop | interlock
MCM | MCM_S_PB | MCM_EPB_STATUS